## Cover
Second Envelope (Price Schedule)
General guidelines for filling up the Price Schedules, Sch-1 to Sch-7
Construction of 2X50 MVA, 220/33 kV Nagrota (New) substation including LILO of 220kV Kishenpur-Barn S/C line or Udhampur-Gladni S/C line on D/C Tower at Nagrota Substation including Design, Engineering, Supply & Construction of Residential Staff Quarters & associated facilities at proposed Nagrota Substation under PMDP Sceme-15
| 1 | Fill up only green shaded cells in Sch 1, Sch 2, Sch 3, Sch 4 and Discount (Optional), Guarantee Declariation and Bid Form 2nd Envelope.
| 2 | All the cells in Sch 5, Sch 6 & Sch 6 (After Discount) are auto filled, therefore no cell is required to be filled up there. Sch 7 is Not Applicable
| 3 | Instructions / error messages, if any, will be displayed automatically after selecting the cell.
| Click for Detailed General Instructions |  | Click to skip Instructions & Proceed
REC Transmission Projects Company Limited (A wholly owned subsidiary of REC, a ‘Navratna CPSE’ Under the Ministry of Power, Govt of India) ECE House, 3rd Floor, Annexe – II, 28 A, K G MARG, NEW DELHI – 110 001 Website: www.rectpcl.in

## Summary Sheet
SUMMARY SHEET
Name of participating bidder (To be filled by the bidder)
Price Quoted (as per Schedule-6 (after discount))
Value in INR | Total Evaluated Price | 0

## Instruction
Construction of 2X50 MVA, 220/33 kV Nagrota (New) substation including LILO of 220kV Kishenpur-Barn S/C line or Udhampur-Gladni S/C line on D/C Tower at Nagrota Substation including Design, Engineering, Supply & Construction of Residential Staff Quarters & associated facilities at proposed Nagrota Substation under PMDP Sceme-15
I | While filling up the worksheets following may please be observed :
| (i) | Fill up only green shaded cells.
| (ii) | Certain data type entries have been restricted, such as Numeric values or limits of numeric values.
| (iii) | Select only the options provided in pull down menus.
| (iv) | Do not link any cell of this work book with any other work book.
| (v) | Do not use copy & paste or cut & paste options for filling up the data.
| (vi) | Do not reformat any of the cell of the work book.
II | This Workbook consists of following worksheets :
Cover :
Opening page of the workbook.
Names of Bidder :
| ● | Select Sole Bidder or JV (Joint Venture) from the pull down menu. Do not leave this cell blank.
| ● | Select nos. of the JV Partners other than the Lead Partner from drop down
| ● | In case of JV partners more than 2, enter details of 3rd & more partners along with details of 2nd partner.
| ● | Fill up names and address of the Sole Bidder and /or Joint Venture.
| ● | Fill up date in dd-mm-yyyy format from drop down menu.
| ● | Click for Sch-1 given at the right top of the worksheet to go to Sch-1.
Sch-1 (Ex-works Prices) :
| ● | Fill up unit rates for all the items in numeric values greater than 0 (zero). If unit rate is left blank, the corresponding item shall be deemed to be included in the total price.
| ● | Total amount shall get calculated automatically.
| ● | Type Test charges are Not Applicable
Sch-2 (Freight & Insurance Charges) :
| ● | Fill up unit rates for all the items in numeric values greater than 0 (zero). If unit rate is left blank, the corresponding item shall be deemed to be included in the total price.
| ● | Total amount shall get calculated automatically.
Sch-3 (Erection Charges) :
| ● | Fill up unit rates for all the items in numeric values greater than 0 (zero). If unit rate is left blank, the corresponding item shall be deemed to be included in the total price.
| ● | Total amount shall get calculated automatically.
Sch-4 (Training Charges) :
| ● | Not applicable, hence no cell is required to be filled up.
Sch-5 (Summary of GST applicable on Supply of Goods and Services) :
| ● | Amount of GST shall be calculated autometically
Sch -6 :
| ● | Summary of all the Schedules without considering discount (mentioned in the work sheet discount) shall be displayed automatically.
| ● | No cell is required to be filled in by the bidder in this worksheet.
Sch-7 (Type Test Charges) :
| ● | Fill up the rates & location where type tests are proposed.
| ● | Total of this Sch-7 shall automatically appear in Sch-1.
Bid from 2nd Envelope :
| ● | Fill up ref. no. as bidder's ref no. of this letter.
| ● | This letter shall consider the net price as per Sch-6 (After Discount).
| ● | Fill up names & Designation of the representatives of other JV partner(s) if the bidder is JV (Joint Venture) .
| ● | Fill up additional information as required.
Click to Proceed

## Name of Bidder
Construction of 2X50 MVA, 220/33 kV Nagrota (New) substation including LILO of 220kV Kishenpur-Barn S/C line or Udhampur-Gladni S/C line on D/C Tower at Nagrota Substation including Design, Engineering, Supply & Construction of Residential Staff Quarters & associated facilities at proposed Nagrota Substation under PMDP Sceme-15
Enter following details of the bidder
Specify type of Bidder [Select from drop down menu]
Total Nos. of Partners in the JV[excluding the Lead Partner]
Name of Lead Partner
Address of the Lead Partner
Name of Other Partner - 2 | …….. …….. …….. …….. …….. ……..
Address of other Partner-2 | …….. …….. …….. …….. …….. ……..
…….. …….. …….. …….. …….. ……..
…….. …….. …….. …….. …….. ……..
Printed Name
Designation
Date
Place
| 1 | 1
2 or more
Click for Sch. 1

## Schedule 1
TENDER NIT No.:-RECTPCL/PIA/JKPTCL/SS & LILO-I | [7 empty] | Schedule - 1
Construction of 2X50 MVA, 220/33 kV Nagrota (New) substation including LILO of 220kV Kishenpur-Barn S/C line or Udhampur-Gladni S/C line on D/C Tower at Nagrota Substation including Design, Engineering, Supply & Construction of Residential Staff Quarters & associated facilities at proposed Nagrota Substation under PMDP Sceme-15
(SCHEDULE OF RATES AND PRICES)
Bidder’s Name and Address : | [5 empty] | To: REC Transmission Projects Company Limited (A wholly owned subsidiary of REC, a ‘Navratna CPSE’ Under the Ministry of Power, Govt of India) ECE House, 3rd Floor, Annexe – II, 28 A, K G MARG, NEW DELHI – 110 001 Website: www.rectpcl.in
Name : |  |  |  |  | 0
Address : |  |  |  |  | 0
PLANT AND EQUIPMENT (INCLUDING MANDATORY SPARES PARTS) TO BE SUPPLIED:
All Prices are in Indian Rupees.
SI. No. | HSN Code | Whether HSN Code in Column '2' is confirmed. If not indicate applicable | Rate of GST Applicable (%) | Whether Rate of Interest in Column '4' is confirmed. If not indicate applicable | Item Description | Unit | Qty. | Unit Ex-works price(excluding GST) | Total Ex-works Price (excluding GST) | GST Tax as confirmed by Bidder
1 | 2 | 3 | 4 | 5 | 6 | 7 | 8 | 9 | 10=8x9
I | 220/33KV NAGROTA SUBSTATION
A-1 |  |  |  |  | TRANSFORMER
1.1 | 85042330 |  | 18% |  | 50MVA, 220/33KV three phase transformer without transformer oil | No. | 2 |  | 0 | 0
1.2 | 85049010 |  | 18% |  | Insulating oil for 50MVA , 220/33 KV, 3-phase transformer(* 1Lot = Oil for 1 number transformer ) | Lot | 2 |  | 0 | 0
1.3 | 84248990 |  | 18% |  | Nitrogen Injection Fire Protection for for 50MVA , 220/33 KV, 3-phase transformer | No. | 2 |  | 0 | 0
1.4 | 85049010 |  | 18% |  | On line Insulating oil drying system | No. | 2 |  | 0 | 0
A-2 |  |  |  |  | LT TRANSFORMER |  |  |  |  | 0
1.1 | 85042100 |  | 18% |  | 315KVA, 33/0.433KV LT transformer | No. | 2 |  | 0 | 0
A-3 |  |  |  |  | VOTAGE STABLIZER
1.1 |  |  | 18% |  | 315KVA, 3 Phase, Automatic Voltage Stablizer | No. | 1 |  | 0 | 0
B-1 |  |  |  |  | 220 kV EQUIPMENT
1 |  |  |  |  | Circuit Breakers (3 Ph.)
i) | 85352911 |  | 18% |  | 2500 A, 40 kA, SF6 Circuit Breakers (3-Phase) with support structure | Nos. | 6 |  | 0 | 0
2 |  |  |  |  | Isolators (3 Ph.)
i) | 85353090 |  | 18% |  | 1600A, 40 kA with One earth Switch (Double break Isolator) | Nos. | 5 |  | 0 | 0
ii) | 85353090 |  | 18% |  | 1600A, 40 kA without earth Switch (Double break Isolator) (Tandem) | Nos. | 9 |  | 0 | 0
iii) | 85353090 |  | 18% |  | 1600A, 40kA with two earth Switch (Double break Isolator) | Nos. | 5 |  | 0 | 0
iv) | 85353090 |  | 18% |  | 2500A, 40kA with two earth Switch (Double break Isolator) | Nos. | 2 |  | 0 | 0
3 |  |  |  |  | Current Transformers (1-Ph.)
i) | 85359090 |  | 18% |  | 800A, 40kA, 5 core CT with 120% extended current rating | Nos. | 15 |  | 0 | 0
ii) | 85359090 |  | 18% |  | 1600A, 40kA, 5 core CT with 150% extended current rating | Nos. | 3 |  | 0 | 0
4 |  |  |  |  | 245 kV Capacitive Voltage Transformer (1- Phase)
i) | 85359090 |  | 18% |  | 4400 pF | Nos. | 12 |  | 0 | 0
5 | 85354010 |  | 18% |  | 216 kV, 10KA Surge Arrester ( 1-ph) along with surge counter | Nos. | 12 |  | 0 | 0
B-II
1.1 |  |  |  |  | ERECTION HARDWARE (WITHOUT BPI)
[5 empty] | Insulator strings & Hardware, Spacers, conductor(s), bus-bar material, cable trays , Bay MB, clamps, connectors including equipment connectors, Junction Box, earthwire, earthing material, risers, auxiliary earthmat (excluding main earthmat), buried cable trenches/ PVC pipes for equipment & lighting, all accessories etc. for the following : |  |  |  | 0 | 0
220kV ' Double Main & Transfer' type
i) | 72169990 |  | 18% |  | Line Bay | Set | 2 |  | 0 | 0
ii) | 72169990 |  | 18% |  | Transformer Bay | Set | 2 |  | 0 | 0
iii) | 72169990 |  | 18% |  | Bus Coupler Bay | Set | 1 |  | 0 | 0
iv) | 72169990 |  | 18% |  | Bus transfer Bay | Set | 1 |  | 0 | 0
iv) | 72169990 |  | 18% |  | Bus (For three bays) | Set | 2 |  | 0 | 0
1.2 | 85462040 |  | 18% |  | 220 kV Bus Post Insulators for the erection hardware | Nos. | 85 |  | 0 | 0
C-I |  |  |  |  | 33 kV EQUIPMENT
1 |  |  |  |  | Circuit Breakers (3 Ph.)
i) | 85352911 |  | 18% |  | 36 kV, 1250A, 25 kA,3-Phase CircuitBreaker with support structure | Nos. | 7 |  | 0 | 0
i) | 85352911 |  | 18% |  | 36 kV, 2500A, 25 kA,3-Phase CircuitBreaker with support structure | Nos. | 1 |  | 0 | 0
2 |  |  |  |  | Isolators (3 Ph.)
i) | 85353090 |  | 18% |  | 36 KV, 1250A, 25 KA, 3-PHASE HDB ISOLATOR WITH ONE E/S | Nos. | 7 |  | 0 | 0
ii) | 85353090 |  | 18% |  | 36 KV, 1250A, 25 KA, 3-PHASE HDB ISOLATOR WITHOUT E/S | Nos. | 14 |  | 0 | 0
iii) | 85353090 |  | 18% |  | 36 kV, 1250A, 25 KA, 3-Phase HDB Isolator with two E/s | Nos. | 7 |  | 0 | 0
iv) | 85353090 |  | 18% |  | 36 kV, 2500A, 25 KA, 3-Phase HDB Isolator with two E/s | Nos. | 2 |  | 0 | 0
2.1 | 85353090 |  | 18% |  | 36kV,400A Horn gap fuse (1-Ph.) | Nos. | 6 |  | 0 | 0
3 |  |  |  |  | Current Transformers ( 1 Ph.)
i) | 85359090 |  | 18% |  | 36kV,1200A,25kA,1-Ph Current Transformer-120% rating | Nos. | 21 |  | 0 | 0
ii) | 85359090 |  | 18% |  | 36 KV, 2000A, 25 KA, 1-PHASE CURRENT TRANSFORMER WITH 150% EXTENDEDRATING | Nos. | 3 |  | 0 | 0
4 | 85359090 |  | 18% |  | Potential Transformer (1 Ph.) 33kV/√3/110/√3/110/√3/110/√3 | Nos. | 6 |  | 0 | 0
5 | 85354010 |  | 18% |  | Surge Arrestors 30kV, 1-ph along with surge arrestor | Nos. | 21 |  | 0 | 0
C-II
1.1 |  |  |  |  | ERECTION HARDWARE (WITHOUT BPI)
Insulator strings & Hardware, Spacers, conductor(s), bus-bar material, cable trays , Bay MB, clamps, connectors including equipment connectors, Junction Box, earthwire, earthing material, risers, auxiliary earthmat (excluding main earthmat), buried cable trenches/ PVC pipes for equipment & lighting, all accessories etc. for the following :
33 kV Double main with Bypass Isolator type
i) | 72169990 |  | 18% |  | Line Bay | Set | 4 |  | 0 | 0
ii) | 72169990 |  | 18% |  | Transformer Bay | Set | 2 |  | 0 | 0
iii) | 72169990 |  | 18% |  | BC Bay | Set | 1 |  | 0 | 0
iv) | 72169990 |  | 18% |  | Auxilary Transformer Bay | Set | 1 |  | 0 | 0
v) | 72169990 |  | 18% |  | Bus (For Four bays + Three bays) (2+1) | Set | 3 |  | 0 | 0
1.2 | 85462040 |  | 18% |  | 33kV Bus Post Insulators for the above | Nos. | 30 |  | 0 | 0
2 |  |  | 18% |  | Conductor, clamps, connectors including equipment connectors, earthing material including risers etc. (excluding main earthmat) required for connection of aux. LT transformer | Set | 2 |  | 0 | 0
D |  |  |  |  | LT SWITCHGEAR
1.1 | 85371000 |  | 28% |  | 415V Main switchboard | Set | 1 |  | 0 | 0
1.2 | 85371000 |  | 28% |  | 415V ACDB | Set | 1 |  | 0 | 0
1.3 | 85371000 |  | 28% |  | 415V MLDB | Set | 1 |  | 0 | 0
1.4 | 85371000 |  | 28% |  | 415V Emergency LDB | Set | 1 |  | 0 | 0
1.5 | 85371000 |  | 28% |  | 220V DCDB | Set | 2 |  | 0 | 0
1.6 | 85371000 |  | 28% |  | 48V DCDB | Set | 2 |  | 0 | 0
E1 |  |  |  |  | RELAY PANELS (WITH AUTOMATION)
1 |  |  |  |  | 220 kV (Swing Type Front Door Glass Simplex type)
a |  |  |  |  | Circuit Breaker Relay Panel
i | 85371000 |  | 28% |  | With Auto Reclose | Set | 3 |  | 0 | 0
ii | 85371000 |  | 28% |  | With out Auto Reclose | Set | 3 |  | 0 | 0
b | 85371000 |  | 28% |  | Line Protection Panel | Set | 2 |  | 0 | 0
c) | 85371000 |  | 28% |  | Transformer Protection Panel (For both HV & MV side) | Set | 2 |  | 0 | 0
d | 85371000 |  | 28% |  | Bus Bar Protection Panel | Set | 1 |  | 0 | 0
E2 |  |  |  |  | Teleprotection Equipments
a) | 85371000 |  | 28% |  | Digital protection coupler including cabling etc. | Set | 2 |  | 0 | 0
b) | 85371000 |  | 28% |  | Digital protection coupler including cabling etc. for other end | Set | 2 |  | 0 | 0
c) | 85371000 |  | 28% |  | Shifting and re-erection of existing panel of Barn/Kishenpur or Gladni/Udhampur as per Technical specification | LS | 1 |  | 0 | 0
2 |  |  |  |  | 33KV Panels(Swing Type Front Door Glass Simplex Panels)
a | 85371000 |  | 28% |  | Circuit Breaker Relay Panel With out Auto Reclose | Set | 8 |  | 0 | 0
b | 85371000 |  | 28% |  | Line Protection Panel | Set | 4 |  | 0 | 0
F |  |  |  |  | SUBSTATION AUTOMATION SYSTEM (SAS)
Complete Substation Automation System (SAS) for 220/33 kV Substation including hardware and software for the substation & remote control stations alongwith associated equipments for the following bays as per TS:-
a) | 85371000 |  | 28% |  | 220 kV System | Bay | 6 |  | 0 | 0
b) | 85371000 |  | 28% |  | 33 kV System | Bay | 7 |  | 0 | 0
c) | 85371000 |  | 28% |  | BCU for Controlling and monitoring of Auxiliary System | Set | 1 |  | 0 | 0
G |  |  |  |  | Tele Communication System
1 |  |  |  |  | SDH EQUIPMENTS(STM-4 MADM upto 5MSP Protected directions)
(I) |  |  |  |  | Nagrota
| 85176270 |  | 18% |  | Base equipments( Common cards,Cross connect/control cards, power supply cards, power cabling, other hardware and accessories including sub rascks, patch cord, DDF etc fully equipped excluding (ii) & (iii) below | Nos. | 1 |  | 0 | 0
Barn/Gladni
| 85176270 |  | 18% |  | Base equipments( Common cards,Cross connect/control cards, power supply cards, power cabling, other hardware and accessories including sub rascks, patch cord, DDF etc fully equipped excluding (ii) & (ii) below | Nos. | 1 |  | 0 | 0
(ii) |  |  |  |  | Optical Interface Cards/SFP
Nagrota
a |  |  |  |  | S4.1 SFP | Nos. | 0 |  | 0 | 0
b | 85176270 |  | 18% |  | L4.1 SFP | Nos. | 4 |  | 0 | 0
Barn/Gladni
a | 85176270 |  | 18% |  | S4.1 SFP | Nos. | 4 |  | 0 | 0
b | 85176270 |  | 18% |  | L4.1 SFP | Nos. | 2 |  | 0 | 0
Kishenpur/Udhampur
a | 85176270 |  |  |  | S4.1 SFP | Nos. | 0 |  | 0 | 0
b | 85176270 |  | 18% |  | L4.1 SFP | Nos. | 2 |  | 0 | 0
(iii) |  |  |  |  | Tributary cards
Nagrota
a | 85176270 |  | 18% |  | E1 Interface card(Min. 16 Interfaces per card) | Nos. | 2 |  | 0 | 0
b | 85176270 |  | 18% |  | Ethernet interface 10/100 Base T with Layer-2 switching (Min 8 Interfaces per card) | Nos. | 2 |  | 0 | 0
Barn/Gladni
a | 85176270 |  | 18% |  | E1 Interface card(Min. 16 Interfaces per card) | Nos. | 2 |  | 0 | 0
b | 85176270 |  | 18% |  | Ethernet interface 10/100 Base T with Layer-2 switching (Min 8 Interfaces per card) | Nos. | 2 |  | 0 | 0
b |  |  |  |  | Equipment Cabinet
2 |  |  |  |  | Network Manager System(NMS)
Nagrota
(I) |  |  |  |  | Craft terminal
a | 84715000 |  | 18% |  | Hardware | Set | 1 |  | 0 | 0
b | 85238020 |  | 18% |  | Software | Set | 1 |  | 0 | 0
Barn/Gladni
(I) |  |  |  |  | Craft terminal
a |  |  |  |  | Hardware | Set | 0 |  | 0 | 0
b |  |  |  |  | Software | Set | 0 |  | 0 | 0
3 |  |  |  |  | VOIP telephone instrument with one common switch(min. 8 port)
| 85171890 |  | 18% |  | Nagrota | No.s | 2 |  | 0 | 0
[5 empty] | Barn/Gladni | No.s | 0 |  | 0 | 0
4 |  |  |  |  | Approach Cable (24 fibres)
Nagrota
a | 85447090 |  | 18% |  | 24 Fibre(DWSM) | Kms | 1 |  | 0 | 0
b |  |  | 28% |  | Installation hardware set for above 24 Fibre, Fibre Optic Approach Cable | Set | 1 |  | 0 | 0
Barn/Gladni
a | 85447090 |  | 18% |  | 24 Fibre(DWSM) | kms | 1 |  | 0 | 0
b | 39269079 |  | 28% |  | Installation hardware set for above 24 Fibre, Fibre Optic Approach Cable | Set | 1 |  | 0 | 0
Kishenpur/Udhampur
a | 85447090 |  | 18% |  | 24 Fibre(DWSM) | kms | 1 |  | 0 | 0
b | 39269079 |  | 28% |  | Installation hardware set for above 24 Fibre, Fibre Optic Approach Cable | Set | 1 |  | 0 | 0
5 |  |  |  |  | FODP
Nagrota
a | 85447090 |  | 18% |  | 48 Fibre:Indoor Type,Rack Mounted with FCPC Coupling & Pigtails(5mtrs) | No.s | 1 |  | 0 | 0
Barn/Gladni
a | 85447090 |  | 18% |  | 48 Fibre:Indoor Type,Rack Mounted with FCPC Coupling & Pigtails(5mtrs) | No.s | 1 |  | 0 | 0
Kishenpur/Udhampur
a | 85447090 |  | 18% |  | 48 Fibre:Indoor Type,Rack Mounted with FCPC Coupling & Pigtails(5mtrs) | No.s | 1 |  | 0 | 0
H-(i) |  |  |  |  | BATTERIES (VRLA type)
1.1 |  |  |  |  | 220 V
a) | 85072000 |  | 28% |  | 500 AH | Set | 2 |  | 0 | 0
1.2 |  |  |  |  | 48V
a) | 85072000 |  | 28% |  | 300 AH | Set | 2 |  | 0 | 0
H-(ii) |  |  |  |  | BATTERY CHARGER System
1.1 | 85044030 |  | 18% |  | 220V, 80A/50 A Float Cum Boost | Nos. | 2 |  | 0 | 0
1.2 | 85044030 |  | 18% |  | 48V, 50A/30 A Float Cum Boost | Nos. | 2 |  | 0 | 0
I | 85021200 |  | 18% |  | Diesel Generator Set along with control panel (100 kVA) | Set | 1 |  | 0 | 0
J | 84158210 |  | 28% |  | High wall type Split Air Conditioner Units of 2 TR capacity | Nos. | 21 |  | 0 | 0
K |  |  |  |  | Fire Protection System
1.1 |  |  |  |  | Wheel/trolley mounted fire extinguishers :
a | 84241000 |  | 28% |  | 22.5 Kg DCP type | Nos. | 4 |  | 0 | 0
b | 84241000 |  | 28% |  | 22.5 Kg CO2 type | Nos. | 4 |  | 0 | 0
1.2 |  |  |  |  | Portable fire extinguishers:
a | 84241000 |  | 28% |  | 4.5 Kg DCP type | Nos. | 6 |  | 0 | 0
b | 84241000 |  | 28% |  | 4.5 Kg CO2 type | Nos. | 10 |  | 0 | 0
1.3 |  |  |  |  | Complete Pumping arrangement for Hydrant complete with all piping and valves, fitting etc. inside pump house | LS | 1 |  | 0 | 0
1.4 |  |  |  |  | Hydrant system with complete O/G and U/G piping and accessories etc.(all items) outside the pump house. Hydrant system shall cover the swtchyard area, Transformers,Control Room, Stores etc. as per tender specification. | LS | 1 |  | 0 | 0
1.5 |  |  |  |  | Smoke detection and Alarm system with all accessories and fittings for CRB & FFPH | Set | 1 |  | 0 | 0
L |  |  |  |  | ILLUMINATION SYSTEM
L.1 | 94059900 |  | 5% |  | Control Room Building ( including indoor Lighting panel , Fixtures, Coduits, wire, indoor receptacles, Fans etc.) | LS | 1 |  | 0 | 0
L.2 | 94059900 |  | 5% |  | Fire Fighting Pump House Building ( including Fixtures, Conduits, wire, indoor receptacles, Fans etc.) | LS | 1 |  | 0 | 0
L.3 | 94059900 |  | 5% |  | Security Room ( including, Fixtures, Coduits, wire, indoor receptacles, Fans etc.) | LS | 1 |  | 0 | 0
L.4 | 94059900 |  | 5% |  | Storage room | LS | 1 |  | 0 | 0
L.5 |  |  |  |  | Outdoor Lighting (Switchyard and street lighting)
1 |  |  |  |  | Lighting Panel
a) | 85371000 |  | 5% |  | Lighting Panel (Outdoor) Type ACP-2 | Nos. | 4 |  | 0 | 0
b) | 94059900 |  | 5% |  | Lighting Panel (Outdoor) Type ACP-3 | Nos. | 2 |  | 0 | 0
c) | 85371000 |  | 5% |  | Sub Lighting Panel ( Outdoor ) - SLP | Nos. | 4 |  | 0 | 0
2 |  |  |  |  | Lighting fixtures and Receptacles including junction box, lighting wires& flexible conduit (if required) from junction box to lighting fixture, mounting arrangement and other accessories/materials etc. as required for complete installation and commissoning of lighting fixture.
a) |  |  |  |  | Lingting Fixture Type-SF1 | Nos. | 15 |  | 0 | 0
b) |  |  |  |  | Lingting Fixture Type-SF2 | Nos. | 20 |  | 0 | 0
c) |  |  |  |  | Lingting Fixture Type-SF3 | Nos. | 2 |  | 0 | 0
d) |  |  |  |  | Lingting Fixture Type-SF4 | Nos. | 2 |  | 0 | 0
e) |  |  |  |  | Lingting Fixture Type-SF5 | Nos. | 4 |  | 0 | 0
f) |  |  |  |  | Lighting Fixture Type-SC | Nos. | 10 |  | 0 | 0
g) |  |  |  |  | Lighting Fixture Type-S-LED | Nos. | 16 |  | 0 | 0
h) |  |  |  |  | 15A, 240V: Outdoor Receptacle 2 pole, 3-pin type (Type RO) | Nos. | 5 |  | 0 | 0
i) |  |  |  |  | 125A, 415V : Interlocked switch socket outdoor Receptacle (Type RP) | Nos. | 2 |  | 0 | 0
3 |  |  |  |  | Lighting Poles Type A1 | Nos. | 10 |  | 0 | 0
4 |  |  |  |  | Lighting Poles Type E1 | Nos. | 16 |  | 0 | 0
5 |  |  |  |  | Cartwheel mounted aluminium ladder as per technical specification | No. | 1 |  | 0 | 0
M |  |  |  |  | 1.1kV grade cable along with associated accessories like clamps,glands, lugs and straight joints etc.
1.1 | 85446090 |  | 28% |  | Power Cables(XLPE) (1.1 kV) Aluminium Conductor armoured | LS | 1 |  | 0 | 0
1.2 | 85446020 |  | 28% |  | Power Cables(PVC) (1.1 kV) Aluminium Conductor armoured | LS | 1 |  | 0 | 0
1.3 | 85446020 |  | 28% |  | Control Cables(PVC) (1.1 kV) Copper Conductor armoured | LS | 1 |  | 0 | 0
N | 72159090 |  |  |  | 40 mm MS rod for Main Earthmat | kM | 6 |  | 0 | 0
O |  |  |  |  | Lattice Structure
| 73082011 |  | 18% |  | i) Non-standard gantry structures including all Bolts & Nuts (Towers, Beam ) | MT | 170 |  | 0 | 0
|  |  | 18% |  | ii) Non-standard Lightening Mast structures including all Bolts & Nuts | MT | 42 |  | 0 | 0
| 73082011 |  | 18% |  | iii) Non-standard equipment support structures including all Bolts & Nuts | MT | 58 |  | 0 | 0
P |  |  |  |  | Visual Monitoring System | LS | 1 |  | 0 | 0
R |  |  |  |  | MANDATORY SPARES *(Break-up of Lumpsum quantity shall be as per Annexure-1 of Sec-Project of Technical specifications
1 | 85042330 |  | 18% |  | 220/33kV, 50MVA, 3Phase Transformer | LS | 1 |  | 0 | 0
2 | 85352912 |  | 18% |  | 245 kV CIRCUIT BREAKER | LS | 1 |  | 0 | 0
3 | 85353090 |  | 18% |  | 245kV ISOLATORS | LS | 1 |  | 0 | 0
4 | 85359090 |  | 18% |  | 245kV CURRENT TRANSFORMER(1-Phase) | LS | 1 |  | 0 | 0
5 | 85359090 |  | 18% |  | 245kV Capacitive Voltage Transformer | LS | 1 |  | 0 | 0
6 | 85354010 |  | 18% |  | 216kV SURGE ARRESTOR | LS | 1 |  | 0 | 0
7 | 85352912 |  | 18% |  | 36kV CIRCUIT BREAKER | LS | 1 |  | 0 | 0
8 | 85353090 |  | 18% |  | 36kV ISOLATOR | LS | 1 |  | 0 | 0
9 | 85359090 |  | 18% |  | 36kV CURRENT TRANSFORMER | LS | 1 |  | 0 | 0
10 | 85359090 |  | 18% |  | Potential Transformer (1 Ph.) 33kV/√3/110/√3/110/√3/110/√3 | No. | 1 |  | 0 | 0
11 | 85354010 |  | 18% |  | 30kV SURGE ARRESTOR | LS | 1 |  | 0 | 0
12 | 85371000 |  | 28% |  | RELAY PROTECTION PANEL | LS | 1 |  | 0 | 0
13 | 85371000 |  | 28% |  | SUBSTATION AUTOMATION SYSTEM | LS | 1 |  | 0 | 0
14 | 85044030 |  | 18% |  | BATTERY CHARGER (220V and 48V) | LS | 1 |  | 0 | 0
15 | 85030010 |  | 18% |  | DG Set | LS | 1 |  | 0 | 0
16 | 85042100 |  | 18% |  | LT Transformer (315kVA) | LS | 1 |  | 0 | 0
17 |  |  | 18% |  | LT Transformer (160kVA) | LS | 1 |  | 0 | 0
18 | 94059900 |  | 5% |  | Illumination system | LS | 1 |  | 0 | 0
19 |  |  |  |  | Erection Hardware Items | LS | 1 |  | 0 | 0
20 |  |  |  |  | Tele Communication | LS | 1 |  | 0 | 0
21 | 85371000 |  | 28% |  | LT Switchgear | LS | 1 |  | 0 | 0
R |  |  |  |  | Maintenance & Testing equipments :
1 |  |  |  |  | BDV Test Kit | No. | 1 |  | 0 | 0
2 |  |  |  |  | Meggar 5 KV | No. | 1 |  | 0 | 0
3 |  |  |  |  | Digital multimeter | No. | 1 |  | 0 | 0
4 |  |  |  |  | Portable SF6 gas refilling device | No. | 1 |  | 0 | 0
5 |  |  |  |  | SF6 Gas leak detector | No. | 1 |  | 0 | 0
6 |  |  |  |  | SF6 Dew Point Meter | No. | 1 |  | 0 | 0
7 | 90303900 |  | 18% |  | Circuit Breaker Analyzer with DCRM including transducer | No. | 1 |  | 0 | 0
8 |  |  |  |  | Digital Micro-Ohm meter for contact resistance measurement | No. | 1 |  | 0 | 0
9 |  |  |  |  | Primary Current Injection Kit | No. | 1 |  | 0 | 0
10 |  |  |  |  | Secondry relay injection Kit - Relay Test Kit | No. | 1 |  | 0 | 0
11 |  |  |  |  | Earth resistance Tester | No. | 1 |  | 0 | 0
12 |  |  |  |  | 3-ph Variac 440-480 Volts | No. | 1 |  | 0 | 0
13 |  |  |  |  | 3-Phase Sequence meter | No. | 1 |  | 0 | 0
14 |  |  |  |  | Portable Dissolved Gas analysis (DGA) kit for Transformer Oil | No. | 1 |  | 0 | 0
15 |  |  |  |  | Oil Filteration Plant ( Capacity - 6000 LPH ) | No. | 1 |  | 0 | 0
16 | 73090090 |  | 18% |  | Oil Storage Tank - 10kL | No. | 1 |  | 0 | 0
17 | 90303900 |  | 18% |  | Transformer Turn Ratio Meter | No. | 1 |  | 0 | 0
18 | 90303900 |  | 18% |  | Capacitance & Ten Delta Measurement Kit | No. | 1 |  | 0 | 0
19 | 90303900 |  | 18% |  | Winding Resistance Measurement Instrument | No. | 1 |  | 0 | 0
20 | 73239990 |  |  |  | Oil Sampling Bottle | Nos. | 3 |  | 0 | 0
21 |  |  |  |  | SF6 GAS FILTERING, EVACUATING AND DRYING PLANT | No | 1 |  | 0 | 0
TOTAL (I) | [8 empty] | 0 | 0
II | LILO of 220kV Kishenpur-Barn/Udhampur-Gladni
1 |  |  |  |  | TOWERS
1.1 |  |  |  |  | Fabrication, galvanizing & supply of various type of tower & Gantry Structure, tower parts, tower extensions (complete) excluding bolts & nuts, step bolts and stubs but including hangers, D-Shackles, pack washers etc.
Normal Towers
| 73082011 |  | 18% |  | I) Mild Steel | MT | 100 |  | 0 | 0
| 73082011 |  | 18% |  | ii) HT Steel | MT | 60 |  | 0 | 0
1.2 |  |  |  |  | Fabrication, galvanizing & supply of stubs & cleats of various type of towers, tower extensions (complete) excluding bolts & nuts
| 73082011 |  | 18% |  | I) Mild Steel | MT | 2 |  | 0 | 0
| 73082011 |  | 18% |  | ii) HT Steel | MT | 6 |  | 0 | 0
1.3 |  |  |  |  | Supply of bolts and nuts including step bolts and spring washers
spring washers
i) For Towers & tower extns.
| 73181500 |  | 18% |  | (a) Hexagonal Bolts & Nuts including Step Bolts | MT | 8 |  | 0 | 0
| 73181500 |  | 18% |  | ii)For stubs | MT | 0.2 |  | 0 | 0
2 |  |  |  |  | Supply of earthing of towers
| 73082011 |  | 18% |  | a) Pipe type earthing | Nos. | 20 |  | 0 | 0
| 73082011 |  | 18% |  | b) Counterpoise type (120 m length) | Nos. | 2 |  | 0 | 0
[5 empty] | c) River crossing locations | Kgs. |  |  | 0 | 0
3 |  |  |  |  | Supply of following tower accessories
| 73082011 |  | 18% |  | a) Danger plate | Nos. | 22 |  | 0 | 0
| 73082011 |  | 18% |  | b) Number plate | Nos. | 22 |  | 0 | 0
| 73082011 |  | 18% |  | c) Phase Plate (Set of three) | Sets. | 44 |  | 0 | 0
| 73082011 |  | 18% |  | d) Circuit Plate (Set of two) | Sets | 22 |  | 0 | 0
|  |  | 18% |  | e) Anticlimbing device | Nos. | 22 |  | 0 | 0
|  |  | 18% |  | f) Bird Guards (Set of three) | Sets. | 2 |  | 0 | 0
4 |  |  |  |  | Design, manufacture and supply of the following line materials
4.1 | 76141000 |  | 18% |  | ACSR "ZEBRA" Conductor | Kms. | 38 |  | 0 | 0
4.2 | 85447090 |  | 18% |  | Optical Fiber Ground Wire (24 fibre DWSM) | Kms. | 4 |  | 0 | 0
4.3 | 85447090 |  | 18% |  | Optical Fiber Ground Wire (48 fibre DWSM) | Kms. | 4 |  | 0 | 0
4.4 |  |  |  |  | COMPOSITE LONG ROD INSULATORS
| 85469090 |  | 18% |  | 70KN | Nos. | 31 |  | 0 | 0
| 85469090 |  | 18% |  | 120KN | Nos. | 270 |  | 0 | 0
4.5 |  |  |  |  | Hardware fittings
| 73082011 |  | 18% |  | a) Single `I' Suspension Insulator string for ACSR "ZEBRA" | Sets | 7 |  | 0 | 0
| 73082011 |  | 18% |  | b) Single suspension string (Pilot) for ACSR "ZEBRA" | Sets | 25 |  | 0 | 0
| 73082011 |  | 18% |  | c) Single tension string for ACSR "ZEBRA" | Sets | 243 |  | 0 | 0
| 73082011 |  | 18% |  | d) Double Tension String for ACSR 'ZEBRA" | Sets | 13 |  | 0 | 0
4.6 |  |  |  |  | Accessories for Conductor & OPGW
i) | 76169990 |  | 18% |  | Midspan Compression Joint for ACSR 'ZEBRA' Conductor | Nos. | 25 |  | 0 | 0
ii) | 76169990 |  | 18% |  | Repair Sleeves for ACSR ZEBRA Conductor | Nos. | 6 |  | 0 | 0
iii) |  |  | 18% |  | Flexible Copper bonds | Nos. | 45 |  | 0 | 0
iv) | 73082011 |  | 18% |  | Vibration Damper for ACSR `ZEBRA' Conductor | Nos. | 509 |  | 0 | 0
v) | 73082011 |  | 18% |  | Vibration Damper for OPGW | Nos. | 93 |  | 0 | 0
vi) | 82057000 |  | 18% |  | Tension assembly set for OPGW | Nos. | 44 |  | 0 | 0
a | 82057000 |  | 18% |  | Dead end Assembly | Set | 3 |  | 0 | 0
b | 82057000 |  | 18% |  | Double Tension Assembly at Joint Location | Set | 2 |  | 0 | 0
c | 82057000 |  | 18% |  | Double Tension Pass Through Assembly | Set | 20 |  | 0 | 0
vii) | 82057000 |  | 18% |  | Suspension assembly for OPGW | Set | 2 |  | 0 | 0
viii) |  |  | 18% |  | Downlead Clamps for OPGW | Nos. | 9 |  | 0 | 0
ix) |  |  | 18% |  | Terminal Box for OPGW | Nos. | 2 |  | 0 | 0
x) | 85353090 |  | 18% |  | Joint Box for OPGW | Nos. | 3 |  | 0 | 0
5 |  |  |  |  | River Crossing Towers
5.1 |  |  |  |  | Fabrication, galvanising and supply of special river crossing tower parts including stub/base plate, anchor bolt, platforms, ladders, hangers, D-shackles, gusset plates, pack plates & pack washers excluding bolts & nuts
[5 empty] | a) Mild Steel Sections | MT | 0 |  | 0 | 0
[5 empty] | b) High Tensile Steel sections | MT | 0 |  | 0 | 0
5.2 |  |  |  |  | Supply of bolts & nuts and step bolts including spring washers | MT | 0 |  | 0 | 0
5.3 |  |  |  |  | Supply of following items for aviation requirements
[5 empty] | i) Span markers | Nos. | 0 |  | 0 | 0
[5 empty] | ii) Obstruction lights (to be provided as per IS 5613) | Nos. | 0 |  | 0 | 0
[5 empty] | a) 1 Medium + 2low intensity | Sets. | 0 |  | 0 | 0
[5 empty] | b) 1 Medium + 4low intensity | Sets. | 0 |  | 0 | 0
5.4 |  |  |  |  | Test Equipment
a) |  |  |  |  | Optical time Domain Reflectometer for 1310/1550nm with laser source ( Equivalent toi Anritsu MW 9076B1 or better | No. | 1 |  | 0 | 0
b) |  |  |  |  | Optical Attenuators (Variable 1310/1550nm) Equivalent to JDSU OLA55 or better | No. | 1 |  | 0 | 0
c) |  |  |  |  | Optical Power meter (1310/1550nm) Equivalent to JDSU OLP55 or better | No. | 1 |  | 0 | 0
d) |  |  |  |  | Laser Light Source (Equivalent to EXFO FLS300-23BL or better | No. | 1 |  | 0 | 0
e) |  |  |  |  | Optical Talk Set - Equivalent to JDSU OTS55 or better | No. | 1 |  | 0 | 0
f) |  |  |  |  | Optical Fiber Fusion Splicer incl. Fibre cleaver ( Equivalent to SumitomoT-39-SE or better | No. | 1 |  | 0 | 0
g) |  |  |  |  | Calibrated Fibre | No. | 1 |  | 0 | 0
h) |  |  |  |  | Connectorization kit (FIS - FI - 0053- FC - INST or equivalent) | No. | 1 |  | 0 | 0
i) |  |  |  |  | Splice Kit (FIS - F1 - 0053 -FF or equivalent) | No. | 1 |  | 0 | 0
j) |  |  |  |  | Optical test accessory kit including all necessary connectors, adaptors, cables, terminations and other items required for testing | No. | 1 |  | 0 | 0
TOTAL (II) | [8 empty] | 0 | 0
TOTAL EX-WORKS PRICE (I+II) | [8 empty] | 0
TOTAL TYPE TEST CHARGES As Per Schedule- 7 (NOT APPLICABLE) | [8 empty] | 0
TOTAL EX-WORKS PRICE Including Type Test Charges | [8 empty] | 0
TOTAL GST Tax as confirmed by Bidder | [8 empty] | 0
Note: | Specify amount of GST on the transaction between the contractor and Employer
* In case the bidder leaves the cell for confirmation of HSN code and/or GST Rate "Blank", the HSN code and corresponding GST Rate indicated by the Employer shall be deemed to be the one confirmed by the bidder.
Date : | 0 |  |  |  | Printed Name : | 0
Place : | 0 |  |  |  | Designation: | 0
Click to Sch. 2

## Schedule 2
Tender NIT No. RECTPCL/PIA/JKPTCL/SS & LILO-I |  |  |  | Schedule - 2
Construction of 2X50 MVA, 220/33 kV Nagrota (New) substation including LILO of 220kV Kishenpur-Barn S/C line or Udhampur-Gladni S/C line on D/C Tower at Nagrota Substation including Design, Engineering, Supply & Construction of Residential Staff Quarters & associated facilities at proposed Nagrota Substation under PMDP Sceme-15
(SCHEDULE OF RATES AND PRICES)
Bidder’s Name and Address : |  |  | To: REC Transmission Projects Company Limited (A wholly owned subsidiary of REC, a ‘Navratna CPSE’ Under the Ministry of Power, Govt of India) ECE House, 3rd Floor, Annexe – II, 28 A, K G MARG, NEW DELHI – 110 001 Website: www.rectpcl.in
Name : |  | 0
Address : |  | 0
LOCAL TRANSPORTATION, INSURANCE AND OTHER INCIDENTAL SERVICES
All Prices are in Indian Rupees.
SI. No. | Description | Unit | Quantity | Unit Freight, In-transit, Insurance, Loading & Unloading Charges | Total Freight, In-transit, Insurance, Loading & Unloading Charges
1 | 4 | 6 | 7 | 9 | 10 = 7 x 9
I | 220/33KV NAGROTA SUBSTATION
A-1 | TRANSFORMER
1.1 | 50MVA, 220/33KV three phase transformer without transformer oil | No. | 2 |  | 0
1.2 | Insulating oil for 50MVA , 220/33 KV, 3-phase transformer(* 1Lot = Oil for 1 number transformer ) | Lot | 2 |  | 0
1.3 | Nitrogen Injection Fire Protection for for 50MVA , 220/33 KV, 3-phase transformer | No. | 2 |  | 0
1.4 | On line Insulating oil drying system | No. | 2 |  | 0
A-2 | LT TRANSFORMER
1.1 | 315KVA, 33/0.433KV LT transformer | No. | 2 |  | 0
A-3 | VOTAGE STABLIZER
1.1 | 315KVA, 3 Phase, Automatic Voltage Stablizer | No. | 1 |  | 0
B-1 | 220 kV EQUIPMENT
1 | Circuit Breakers (3 Ph.)
i) | 2500 A, 40 kA, SF6 Circuit Breakers (3-Phase) with support structure | Nos. | 6 |  | 0
2 | Isolators (3 Ph.)
i) | 1600A, 40 kA with One earth Switch (Double break Isolator) | Nos. | 5 |  | 0
ii) | 1600A, 40 kA without earth Switch (Double break Isolator) (Tandem) | Nos. | 9 |  | 0
iii) | 1600A, 40kA with two earth Switch (Double break Isolator) | Nos. | 5 |  | 0
iv) | 2500A, 40kA with two earth Switch (Double break Isolator) | Nos. | 2 |  | 0
3 | Current Transformers (1-Ph.)
i) | 800A, 40kA, 5 core CT with 120% extended current rating | Nos. | 15 |  | 0
ii) | 1600A, 40kA, 5 core CT with 150% extended current rating | Nos. | 3 |  | 0
4 | 245 kV Capacitive Voltage Transformer (1- Phase)
i) | 4400 pF | Nos. | 12 |  | 0
5 | 216 kV, 10KA Surge Arrester ( 1-ph) along with surge counter | Nos. | 12 |  | 0
B-II
1.1 | ERECTION HARDWARE (WITHOUT BPI)
Insulator strings & Hardware, Spacers, conductor(s), bus-bar material, cable trays , Bay MB, clamps, connectors including equipment connectors, Junction Box, earthwire, earthing material, risers, auxiliary earthmat (excluding main earthmat), buried cable trenches/ PVC pipes for equipment & lighting, all accessories etc. for the following :
220kV ' Double Main & Transfer' type
i) | Line Bay | Set | 2 |  | 0
ii) | Transformer Bay | Set | 2 |  | 0
iii) | Bus Coupler Bay | Set | 1 |  | 0
iv) | Bus transfer Bay | Set | 1 |  | 0
iv) | Bus (For three bays) | Set | 2 |  | 0
1.2 | 220 kV Bus Post Insulators for the erection hardware | Nos. | 85 |  | 0
C-I | 33 kV EQUIPMENT
1 | Circuit Breakers (3 Ph.)
i) | 36 kV, 1250A, 25 kA,3-Phase CircuitBreaker with support structure | Nos. | 7 |  | 0
i) | 36 kV, 2500A, 25 kA,3-Phase CircuitBreaker with support structure | Nos. | 1 |  | 0
2 | Isolators (3 Ph.)
i) | 36 KV, 1250A, 25 KA, 3-PHASE HDB ISOLATOR WITH ONE E/S | Nos. | 7 |  | 0
ii) | 36 KV, 1250A, 25 KA, 3-PHASE HDB ISOLATOR WITHOUT E/S | Nos. | 14 |  | 0
iii) | 36 kV, 1250A, 25 KA, 3-Phase HDB Isolator with two E/s | Nos. | 7 |  | 0
iv) | 36 kV, 2500A, 25 KA, 3-Phase HDB Isolator with two E/s | Nos. | 2 |  | 0
2.1 | 36kV,400A Horn gap fuse (1-Ph.) | Nos. | 6 |  | 0
3 | Current Transformers ( 1 Ph.)
i) | 36kV,1200A,25kA,1-Ph Current Transformer-120% rating | Nos. | 21 |  | 0
ii) | 36 KV, 2000A, 25 KA, 1-PHASE CURRENT TRANSFORMER WITH 150% EXTENDEDRATING | Nos. | 3 |  | 0
4 | Potential Transformer (1 Ph.) 33kV/√3/110/√3/110/√3/110/√3 | Nos. | 6 |  | 0
5 | Surge Arrestors 30kV, 1-ph along with surge arrestor | Nos. | 21 |  | 0
C-II
1.1 | ERECTION HARDWARE (WITHOUT BPI)
Insulator strings & Hardware, Spacers, conductor(s), bus-bar material, cable trays , Bay MB, clamps, connectors including equipment connectors, Junction Box, earthwire, earthing material, risers, auxiliary earthmat (excluding main earthmat), buried cable trenches/ PVC pipes for equipment & lighting, all accessories etc. for the following :
33 kV Double main with Bypass Isolator type
i) | Line Bay | Set | 4 |  | 0
ii) | Transformer Bay | Set | 2 |  | 0
iii) | BC Bay | Set | 1 |  | 0
iv) | Auxilary Transformer Bay | Set | 1 |  | 0
v) | Bus (For Four Bays + Three bays) (2+1) | Set | 3 |  | 0
1.2 | 33kV Bus Post Insulators for the above | Nos. | 30 |  | 0
2 | Conductor, clamps, connectors including equipment connectors, earthing material including risers etc. (excluding main earthmat) required for connection of aux. LT transformer | Set | 2 |  | 0
D | LT SWITCHGEAR
1.1 | 415V Main switchboard | Set | 1 |  | 0
1.2 | 415V ACDB | Set | 1 |  | 0
1.3 | 415V MLDB | Set | 1 |  | 0
1.4 | 415V Emergency LDB | Set | 1 |  | 0
1.5 | 220V DCDB | Set | 2 |  | 0
1.6 | 48V DCDB | Set | 2 |  | 0
E1 | RELAY PANELS (WITH AUTOMATION)
1 | 220 kV (Swing Type Front Door Glass Simplex type)
a | Circuit Breaker Relay Panel
i | With Auto Reclose | Set | 3 |  | 0
ii | With out Auto Reclose | Set | 3 |  | 0
b | Line Protection Panel | Set | 2 |  | 0
d | Transformer Protection Panel (For both HV & MV side) | Set | 2 |  | 0
e | Bus Bar Protection Panel | Set | 1 |  | 0
E2 | Teleprotection Equipments
a) | Digital protection coupler including cabling etc. | Set | 2 |  | 0
b) | Digital protection coupler including cabling etc. for other end | Set | 2 |  | 0
c) | Shifting and re-erection of existing panel of Barn/Kishenpur or Gladni/Udhampur as per Technical specification | LS | 1 |  | 0
2 | 33KV Panels(Swing Type Front Door Glass Simplex Panels)
a | Circuit Breaker Relay Panel With out Auto Reclose | Set | 8 |  | 0
b | Line Protection Panel | Set | 4 |  | 0
F | SUBSTATION AUTOMATION SYSTEM (SAS)
Complete Substation Automation System (SAS) for 220/33 kV Substation including hardware and software for the substation & remote control stations alongwith associated equipments for the following bays as per TS:-
a) | 220 kV System | Bay | 6 |  | 0
b) | 33 kV System | Bay | 7 |  | 0
c) | BCU for Controlling and monitoring of Auxiliary System | Set | 1 |  | 0
G | Tele Communication System
A-1 | SDH EQUIPMENTS(STM-4 MADM upto 5MSP Protected directions)
(I) | Nagrota
| Base equipments( Common cards,Cross connect/control cards, power supply cards, power cabling, other hardware and accessories including sub rascks, patch cord, DDF etc fully equipped excluding (ii) & (iii) below | Nos. | 1 |  | 0
Barn/Gladni
| Base equipments( Common cards,Cross connect/control cards, power supply cards, power cabling, other hardware and accessories including sub rascks, patch cord, DDF etc fully equipped excluding (ii) & (ii) below | Nos. | 1 |  | 0
(ii) | Optical Interface Cards/SFP#
Nagrota
a | S4.1 SFP | Nos. | 0 |  | 0
b | L4.1 SFP | Nos. | 4 |  | 0
Barn/Gladni
a | S4.1 SFP | Nos. | 4 |  | 0
b | L4.1 SFP | Nos. | 2 |  | 0
Kishenpur/Udhampur
a | S4.1 SFP | Nos. | 0 |  | 0
b | L4.1 SFP | Nos. | 2 |  | 0
(iii) | Tributary cards
Nagrota
a | E1 Interface card(Min. 16 Interfaces per card) | Nos. | 2 |  | 0
b | Ethernet interface 10/100 Base T with Layer-2 switching (Min 8 Interfaces per card) | Nos. | 2 |  | 0
Barn/Gladni
a | E1 Interface card(Min. 16 Interfaces per card) | Nos. | 2 |  | 0
b | Ethernet interface 10/100 Base T with Layer-2 switching (Min 8 Interfaces per card) | Nos. | 2 |  | 0
b | Equipment Cabinet
2 | Network Manager System(NMS)
Nagrota
(I) | Craft terminal
a | Hardware | Set | 1 |  | 0
b | Software | Set | 1 |  | 0
Barn/Gladni
(I) | Craft terminal
a | Hardware | Set | 0 |  | 0
b | Software | Set | 0 |  | 0
3 | VOIP telephone instrument with one common switch(min. 8 port)
| Nagrota | No.s | 2 |  | 0
| Barn/Gladni | No.s | 0 |  | 0
4 | Approach Cable (24 fibres)
Nagrota
a | 24 Fibre(DWSM) | Kms | 1 |  | 0
a | Installation hardware set for above 24 Fibre, Fibre Optic Approach Cable | Set | 1 |  | 0
Barn/Gladni
a | 24 Fibre(DWSM) | kms | 1 |  | 0
a | Installation hardware set for above 24 Fibre, Fibre Optic Approach Cable | Set | 1 |  | 0
Kishenpur/Udhampur
a | 24 Fibre(DWSM) | kms | 1 |  | 0
a | Installation hardware set for above 24 Fibre, Fibre Optic Approach Cable | Set | 1 |  | 0
5 | FODP
Nagrota
a | 48 Fibre:Indoor Type,Rack Mounted with FCPC Coupling & Pigtails(5mtrs) | No.s | 1 |  | 0
Barn/Gladni
a | 48 Fibre:Indoor Type,Rack Mounted with FCPC Coupling & Pigtails(5mtrs) | No.s | 1 |  | 0
Kishenpur/Udhampur
a | 48 Fibre:Indoor Type,Rack Mounted with FCPC Coupling & Pigtails(5mtrs) | No.s | 1 |  | 0
H-(i) | BATTERIES (VRLA type)
1.1 | 220V
a) | 500 AH | Set | 2 |  | 0
1.2 | 48V
a) | 300 AH | Set | 2 |  | 0
H-(ii) | BATTERY CHARGER System
1.1 | 220V, 80A/50 A Float Cum Boost | Nos. | 2 |  | 0
1.2 | 48V, 50A/30 A Float Cum Boost | Nos. | 2 |  | 0
I | Diesel Generator Set along with control panel (100 kVA) | Set | 1 |  | 0
J | High wall type Split Air Conditioner Units of 2 TR capacity | Nos. | 21 |  | 0
K | Fire Protection System
1.1 | Wheel/trolley mounted fire extinguishers :
a | 22.5 Kg DCP type | Nos. | 4 |  | 0
b | 22.5 Kg CO2 type | Nos. | 4 |  | 0
1.2 | Portable fire extinguishers:
a | 4.5 Kg DCP type | Nos. | 6 |  | 0
b | 4.5 Kg CO2 type | Nos. | 10 |  | 0
1.3 | Complete Pumping arrangement for Hydrant complete with all piping and valves, fitting etc. inside pump house | LS | 1 |  | 0
1.4 | Hydrant system with complete O/G and U/G piping and accessories etc.(all items) outside the pump house. Hydrant system shall cover the swtchyard area, Transformers,Control Room, Stores etc. as per tender specification. | LS | 1 |  | 0
1.5 | Smoke detection and Alarm system with all accessories and fittings for CRB & FFPH | Set | 1 |  | 0
L | ILLUMINATION SYSTEM
L.1 | Control Room Building ( including indoor Lighting panel , Fixtures, Coduits, wire, indoor receptacles, Fans etc.) | LS | 1 |  | 0
L.2 | Fire Fighting Pump House Building ( including Fixtures, Coduits, wire, indoor receptacles, Fans etc.) | LS | 1 |  | 0
L.3 | Security Room ( including, Fixtures, Coduits, wire, indoor receptacles, Fans etc.) | LS | 1 |  | 0
L.4 | Storage room | LS | 1 |  | 0
L.5 | Outdoor Lighting (Switchyard and street lighting)
1 | Lighting Panel
a) | Lighting Panel (Outdoor) Type ACP-2 | Nos. | 4 |  | 0
b) | Lighting Panel (Outdoor) Type ACP-3 | Nos. | 2 |  | 0
c) | Sub Lighting Panel ( Outdoor ) - SLP | Nos. | 4 |  | 0
2 | Lighting fixtures and Receptacles including junction box, lighting wires& flexible conduit (if required) from junction box to lighting fixture, mounting arrangement and other accessories/materials etc. as required for complete installation and commissoning of lighting fixture.
a) | Lingting Fixture Type-SF1 | Nos. | 15 |  | 0
b) | Lingting Fixture Type-SF2 | Nos. | 20 |  | 0
c) | Lingting Fixture Type-SF3 | Nos. | 2 |  | 0
d) | Lingting Fixture Type-SF4 | Nos. | 2 |  | 0
e) | Lingting Fixture Type-SF5 | Nos. | 4 |  | 0
f) | Lighting Fixture Type-SC | Nos. | 10 |  | 0
g) | Lighting Fixture Type-S-LED | Nos. | 16 |  | 0
h) | 15A, 240V: Outdoor Receptacle 2 pole, 3-pin type (Type RO) | Nos. | 5 |  | 0
i) | 125A, 415V : Interlocked switch socket outdoor Receptacle (Type RP) | Nos. | 2 |  | 0
3 | Lighting Poles Type A1 | Nos. | 10 |  | 0
4 | Lighting Poles Type E1 | Nos. | 16 |  | 0
5 | Cartwheel mounted aluminium ladder as per technical specification | No. | 1 |  | 0
M | 1.1kV grade cable along with associated accessories like clamps,glands, lugs and straight joints etc.
1.1 | Power Cables(XLPE) (1.1 kV) Aluminium Conductor armoured | LS | 1 |  | 0
1.2 | Power Cables(PVC) (1.1 kV) Aluminium Conductor armoured | LS | 1 |  | 0
1.3 | Control Cables(PVC) (1.1 kV) Copper Conductor armoured | LS | 1 |  | 0
N | 40 mm MS rod for Main Earthmat | kM | 6 |  | 0
O | Lattice Structure
| i) Non-standard gantry structures including all Bolts & Nuts (Towers, Beam) | MT | 170 |  | 0
| ii) Non-standard Lighting Mast structures including all Bolts & Nuts | MT | 42 |  | 0
| iii) Non-standard equipment support structures including all Bolts & Nuts | MT | 58 |  | 0
P | Visual Monitoring System | LS | 1 |  | 0
R | MANDATORY SPARES *(Break-up of Lumpsum quantity shall be as per Annexure-1 of Sec-Project of Technical specifications
1 | 220/33kV, 50MVA, 3Phase Transformer | LS | 1 |  | 0
2 | 245 kV CIRCUIT BREAKER | LS | 1 |  | 0
3 | 245kV ISOLATORS | LS | 1 |  | 0
4 | 245kV CURRENT TRANSFORMER(1-Phase) | LS | 1 |  | 0
5 | 245kV Capacitive Voltage Transformer | LS | 1 |  | 0
6 | 216kV SURGE ARRESTOR | LS | 1 |  | 0
7 | 36kV CIRCUIT BREAKER | LS | 1 |  | 0
8 | 36kV ISOLATOR | LS | 1 |  | 0
9 | 36kV CURRENT TRANSFORMER | LS | 1 |  | 0
10 | Potential Transformer (1 Ph.) 33kV/√3/110/√3/110/√3/110/√3 | No. | 1 |  | 0
11 | 30kV SURGE ARRESTOR | LS | 1 |  | 0
12 | RELAY PROTECTION PANEL | LS | 1 |  | 0
13 | SUBSTATION AUTOMATION SYSTEM | LS | 1 |  | 0
14 | BATTERY CHARGER (220 V and 48 V) | LS | 1 |  | 0
15 | DG Set | LS | 1 |  | 0
16 | LT Transformer (315kVA) | LS | 1 |  | 0
17 | LT Transformer (160kVA) | LS | 1 |  | 0
18 | DG Set | LS | 1 |  | 0
19 | Illumination system | LS | 1 |  | 0
20 | Erection Hardware Items | LS | 1 |  | 0
21 | Tele Communication | LS | 1 |  | 0
22 | LT Switchgear | LS | 1 |  | 0
R | Maintenance & Testing equipments :
1 | BDV Test Kit | No. | 1 |  | 0
2 | Meggar 5 KV | No. | 1 |  | 0
3 | Digital multimeter | No. | 1 |  | 0
4 | Portable SF6 gas refilling device | No. | 1 |  | 0
5 | SF6 Gas leak detector | No. | 1 |  | 0
6 | SF6 Dew Point Meter | No. | 1 |  | 0
7 | Circuit Breaker Analyzer with DCRM including transducer | No. | 1 |  | 0
8 | Digital Micro-Ohm meter for contact resistance measurement | No. | 1 |  | 0
9 | Primary Current Injection Kit | No. | 1 |  | 0
10 | Secondry relay injection Kit - Relay Test Kit | No. | 1 |  | 0
11 | Earth resistance Tester | No. | 1 |  | 0
12 | 3-ph Variac 440-480 Volts | No. | 1 |  | 0
13 | 3-Phase Sequence meter | No. | 1 |  | 0
14 | Portable Dissolved Gas analysis (DGA) kit for Transformer Oil | No. | 1 |  | 0
15 | Oil Filteration Plant ( Capacity - 6000 LPH ) | No. | 1 |  | 0
16 | Oil Storage Tank - 10kL | No. | 1
17 | Transformer Turn Ratio Meter | No. | 1 |  | 0
18 | Capacitance & Ten Delta Measurement Kit | No. | 1 |  | 0
19 | Winding Resistance Measurement Instrument | No. | 1 |  | 0
20 | Oil Sampling Bottle | Nos. | 3 |  | 0
21 | SF6 GAS FILTERING, EVACUATING AND DRYING PLANT | No | 1 |  | 0
TOTAL (I) |  |  |  |  | 0
II | LILO of 220kV Kishenpur-Barn/Gladni-Udhampur
1 | TOWERS
1.1 | Fabrication, galvanizing & supply of various type of tower & Gantry Structure, tower parts, tower extensions (complete) excluding bolts & nuts, step bolts and stubs but including hangers, D-Shackles, pack washers etc.
Normal Towers
| I) Mild Steel | MT | 100 |  | 0
| ii) HT Steel | MT | 60 |  | 0
1.2 | Fabrication, galvanizing & supply of stubs & cleats of various type of towers, tower extensions (complete) excluding bolts & nuts
| I) Mild Steel | MT | 2 |  | 0
| ii) HT Steel | MT | 6 |  | 0
1.3 | Supply of bolts and nuts including step bolts and spring washers
spring washers
i) For Towers & tower extns.
| (a) Hexagonal Bolts & Nuts including Step Bolts | MT | 8 |  | 0
| ii)For stubs | MT | 0.2 |  | 0
2 | Supply of earthing of towers
| a) Pipe type earthing | Nos. | 20 |  | 0
| b) Counterpoise type (120 m length) | Nos. | 2 |  | 0
| c) River crossing locations | Kgs. |  |  | 0
3 | Supply of following tower accessories
| a) Danger plate | Nos. | 22 |  | 0
| b) Number plate | Nos. | 22 |  | 0
| c) Phase Plate (Set of three) | Sets. | 44 |  | 0
| d) Circuit Plate (Set of two) | Sets | 22 |  | 0
| e) Anticlimbing device | Nos. | 22 |  | 0
| f) Bird Guards (Set of three) | Sets. | 2 |  | 0
4 | Design, manufacture and supply of the following line materials
4.1 | ACSR "ZEBRA" Conductor | Kms. | 38 |  | 0
4.2 | Optical Fiber Ground Wire (24 fibre DWSM) | Kms. | 4 |  | 0
4.3 | Optical Fiber Ground Wire (48 fibre DWSM) | Kms. | 4 |  | 0
4.4 | COMPOSITE LONG ROD INSULATORS
| 70KN | Nos. | 31 |  | 0
| 120KN | Nos. | 270 |  | 0
4.5 | Hardware fittings
| a) Single `I' Suspension Insulator string for ACSR "ZEBRA" | Sets | 7 |  | 0
| b) Single suspension string (Pilot) for ACSR "ZEBRA" | Sets | 25 |  | 0
| c) Single tension string for ACSR "ZEBRA" | Sets | 243 |  | 0
| d) Double Tension String for ACSR 'ZEBRA" | Sets | 13 |  | 0
4.6 | Accessories for Conductor & OPGW
i) | Midspan Compression Joint for ACSR 'ZEBRA' Conductor | Nos. | 25 |  | 0
ii) | Repair Sleeves for ACSR ZEBRA Conductor | Nos. | 6 |  | 0
iii) | Flexible Copper bonds | Nos. | 45 |  | 0
iv) | Vibration Damper for ACSR `ZEBRA' Conductor | Nos. | 509 |  | 0
v) | Vibration Damper for OPGW | Nos. | 93 |  | 0
vi) | Tension assembly set for OPGW | Nos. | 44 |  | 0
a | Dead end Assembly | Set | 3 |  | 0
b | Double Tension Assembly at Joint Location | Set | 2 |  | 0
c | Double Tension Pass Through Assembly | Set | 20 |  | 0
vii) | Suspension assembly for OPGW | Set | 2 |  | 0
viii) | Downlead Clamps for OPGW | Nos. | 9 |  | 0
ix) | Terminal Box for OPGW | Nos. | 2 |  | 0
x) | Joint Box for OPGW | Nos. | 3 |  | 0
5 | River Crossing Towers
5.1 | Fabrication, galvanising and supply of special river crossingtower parts including stub/base plate, anchor bolt, platforms,ladders, hangers, D-shackles, gusset plates, pack plates& pack washers excluding bolts & nuts
| a) Mild Steel Sections | MT |  |  | 0
| b) High Tensile Steel sections | MT |  |  | 0
5.2 | Supply of bolts & nuts and step bolts including spring washers | MT |  |  | 0
5.3 | Supply of following items for aviation requirements
| i) Span markers | Nos. |  |  | 0
| ii) Obstruction lights (to be provided as per IS 5613) |  |  |  | 0
| a) 1 Medium + 2low intensity | Sets. |  |  | 0
| b) 1 Medium + 4low intensity | Sets. |  |  | 0
5.4 | Test Equipment
a) | Optical time Domain Reflectometer for 1310/1550nm with laser source ( Equivalent toi Anritsu MW 9076B1 or better | No. | 1 |  | 0
b) | Optical Attenuators (Variable 1310/1550nm) Equivalent to JDSU OLA55 or better | No. | 1 |  | 0
c) | Optical Power meter (1310/1550nm) Equivalent to JDSU OLP55 or better | No. | 1 |  | 0
d) | Laser Light Source (Equivalent to EXFO FLS300-23BL or better | No. | 1 |  | 0
e) | Optical Talk Set - Equivalent to JDSU OTS55 or better | No. | 1 |  | 0
f) | Optical Fiber Fusion Splicer incl. Fibre cleaver ( Equivalent to SumitomoT-39-SE or better | No. | 1 |  | 0
g) | Calibrated Fibre | No. | 1 |  | 0
h) | Connectorization kit (FIS - FI - 0053- FC - INST or equivalent) | No. | 1 |  | 0
i) | Splice Kit (FIS - F1 - 0053 -FF or equivalent) | No. | 1 |  | 0
j) | Optical test accessory kit including all necessary connectors, adaptors, cables, terminations and other items require3d for testing | No. | 1 |  | 0
TOTAL (II) |  |  |  |  | 0
Grand Total of Schedule-2 (I+II) |  |  |  |  | 0
Date : | 0 |  |  | Printed Name : | 0
Place : | 0 |  |  | Designation: | 0
Click to Sch. 3

## Schedule-3 (hidden)
Tender NIT No. | [5 empty] | Schedule - 3
Construction of 2X50 MVA, 220/33 kV Nagrota (New) substation including LILO of 220kV Kishenpur-Barn S/C line on D/C Tower at Nagrota Substation including Design, Engineering, Supply & Construction of Residential Staff Quarters & associated facilities at proposed Nagrota Substation under PMDP Sceme-15
(SCHEDULE OF RATES AND PRICES)
Bidder’s Name and Address : |  |  | To: REC Transmission Projects Company Limited (A wholly owned subsidiary of REC, a ‘Navratna CPSE’ Under the Ministry of Power, Govt of India) ECE House, 3rd Floor, Annexe – II, 28 A, K G MARG, NEW DELHI – 110 001 Website: www.rectpcl.in
Name :
Address :
INSTALLATION CHARGES
All Prices are in Indian Rupees.
Sl. No. | (SAC) Service Acounting Code | Rate of GST Applicable (%) | Description | Unit | Quantity | Unit Erection Charges | Total Erection Charges
1 | 2 | 3 | 4 | 5 | 6 | 7 | 8=6x7
I | 220/33KV NAGROTA SUBSTATION
A-1 |  |  | TRANSFORMER
1.1 | 998736 |  | 50MVA, 220/33KV three phase transformer without transformer oil | No. | 2 |  | 0
1.2 | 998736 |  | Insulating oil for 50MVA , 220/33 KV, 3-phase transformer(* 1Lot = Oil for 1 number transformer ) | Lot | 2 |  | 0
1.3 | 998736 |  | Nitrogen Injection Fire Protection for for 50MVA , 220/33 KV, 3-phase transformer | No. | 2 |  | 0
1.4 | 998736 |  | On line Insulating oil drying system | No. | 2 |  | 0
A-2 |  |  | LT TRANSFORMER |  |  |  | 0
1.1 | 998736 |  | 315KVA, 33/0.433KV LT transformer | No. | 2 |  | 0
A-3 |  |  | VOTAGE STABLIZER |  |  |  | 0
1.1 |  |  | 315KVA, 3 Phase, Automatic Voltage Stablizer | No. | 1 |  | 0
B-1 |  |  | 220 kV EQUIPMENT |  |  |  | 0
1 |  |  | Circuit Breakers (3 Ph.) |  |  |  | 0
i) | 998736 |  | 2500 A, 40 kA, SF6 Circuit Breakers (3-Phase) with support structure | Nos. | 6 |  | 0
2 |  |  | Isolators (3 Ph.) |  |  |  | 0
i) | 998736 |  | 1600A, 40 kA with One earth Switch (Double break Isolator) | Nos. | 5 |  | 0
ii) | 998736 |  | 1600A, 40 kA without earth Switch (Double break Isolator) (Tandem) | Nos. | 9 |  | 0
iii) | 998736 |  | 1600A, 40kA with two earth Switch (Double break Isolator) | Nos. | 5 |  | 0
iv) | 998736 |  | 2500A, 40kA with two earth Switch (Double break Isolator) | Nos. | 2 |  | 0
3 |  |  | Current Transformers (1-Ph.) |  |  |  | 0
i) | 998736 |  | 800A, 40kA, 5 core CT with 120% extended current rating | Nos. | 15 |  | 0
ii) | 998736 |  | 1600A, 40kA, 5 core CT with 150% extended current rating | Nos. | 3 |  | 0
4 |  |  | 245 kV Capacitive Voltage Transformer (1- Phase) |  |  |  | 0
i) | 998736 |  | 4400 pF | Nos. | 12 |  | 0
5 | 998736 |  | 216 kV, 10KA Surge Arrester ( 1-ph) along with surge counter | Nos. | 12 |  | 0
B-II | [6 empty] | 0
1.1 |  |  | ERECTION HARDWARE (WITHOUT BPI) |  |  |  | 0
|  |  | Insulator strings & Hardware, Spacers, conductor(s), bus-bar material, cable trays , Bay MB, clamps, connectors including equipment connectors, Junction Box, earthwire, earthing material, risers, auxiliary earthmat (excluding main earthmat), buried cable trenches/ PVC pipes for equipment & lighting, all accessories etc. for the following : |  |  |  | 0
|  |  | 220kV ' Double Main & Transfer' type |  |  |  | 0
i) | 998731 |  | Line Bay | Set | 2 |  | 0
ii) | 998731 |  | Transformer Bay | Set | 2 |  | 0
iii) | 998731 |  | Bus Coupler Bay | Set | 1 |  | 0
iv) | 998731 |  | Bus transfer Bay | Set | 1 |  | 0
iv) | 998731 |  | Bus (For three bays) | Set | 2 |  | 0
0
1.2 | 998736 |  | 220 kV Bus Post Insulators for the erection hardware | Nos. | 85 |  | 0
C-I |  |  | 33 kV EQUIPMENT |  |  |  | 0
1 |  |  | Circuit Breakers (3 Ph.) |  |  |  | 0
i) | 998736 |  | 36 kV, 1250A, 25 kA,3-Phase CircuitBreaker with support structure | Nos. | 7 |  | 0
i) | 998736 |  | 36 kV, 2500A, 25 kA,3-Phase CircuitBreaker with support structure | Nos. | 1 |  | 0
2 |  |  | Isolators (3 Ph.) |  |  |  | 0
i) | 998736 |  | 36 KV, 1250A, 25 KA, 3-PHASE HDB ISOLATOR WITH ONE E/S | Nos. | 7 |  | 0
ii) | 998736 |  | 36 KV, 1250A, 25 KA, 3-PHASE HDB ISOLATOR WITHOUT E/S | Nos. | 14 |  | 0
iii) | 998736 |  | 36 kV, 1250A, 25 KA, 3-Phase HDB Isolator with two E/s | Nos. | 7 |  | 0
iv) | 998736 |  | 36 kV, 2500A, 25 KA, 3-Phase HDB Isolator with two E/s | Nos. | 2 |  | 0
2.1 | 998736 |  | 36kV,400A Horn gap fuse (1-Ph.) | Nos. | 6 |  | 0
3 |  |  | Current Transformers ( 1 Ph.) |  |  |  | 0
i) | 998736 |  | 36kV,1200A,25kA,1-Ph Current Transformer-120% rating | Nos. | 21 |  | 0
ii) | 998736 |  | 36 KV, 2000A, 25 KA, 1-PHASE CURRENT TRANSFORMER WITH 150% EXTENDEDRATING | Nos. | 3 |  | 0
4 |  |  | Potential Transformer (1 Ph.) 33kV/√3/110/√3/110/√3/110/√3 | Nos. | 6 |  | 0
5 | 98736 |  | Surge Arrestors 30kV, 1-ph along with surge arrestor | Nos. | 21 |  | 0
C-II | [6 empty] | 0
1.1 |  |  | ERECTION HARDWARE (WITHOUT BPI) |  |  |  | 0
|  |  | Insulator strings & Hardware, Spacers, conductor(s), bus-bar material, cable trays , Bay MB, clamps, connectors including equipment connectors, Junction Box, earthwire, earthing material, risers, auxiliary earthmat (excluding main earthmat), buried cable trenches/ PVC pipes for equipment & lighting, all accessories etc. for the following : |  |  |  | 0
|  |  | 33 kV Double main with Bypass Isolator type |  |  |  | 0
i) | 998731 |  | Line Bay | Set | 4 |  | 0
ii) | 998731 |  | Transformer Bay | Set | 2 |  | 0
iii) | 998731 |  | BC Bay | Set | 1 |  | 0
iv) | 998731 |  | Auxilary Transformer Bay | Set | 1 |  | 0
v) | 998731 |  | Bus (For Four Bays+ Three Bays) (2+1) | Set | 3 |  | 0
1.2 | 998736 |  | 33kV Bus Post Insulators for the above | Nos. | 30 |  | 0
2 |  |  | Conductor, clamps, connectors including equipment connectors, earthing material including risers etc. (excluding main earthmat) required for connection of aux. LT transformer | Set | 2 |  | 0
D |  |  | LT SWITCHGEAR |  |  |  | 0
1.1 | 998736 |  | 415V Main switchboard | Set | 1 |  | 0
1.2 | 998736 |  | 415V ACDB | Set | 1 |  | 0
1.3 | 998731 |  | 415V MLDB | Set | 1 |  | 0
1.4 | 998736 |  | 415V Emergency LDB | Set | 1 |  | 0
1.5 | 998736 |  | 220V DCDB | Set | 2 |  | 0
1.6 | 998736 |  | 48V DCDB | Set | 2 |  | 0
E1 |  |  | RELAY PANELS (WITH AUTOMATION) |  |  |  | 0
1 |  |  | 220 kV (Swing Type Front Door Glass Simplex type) |  |  |  | 0
a |  |  | Circuit Breaker Relay Panel |  |  |  | 0
i | 998736 |  | With Auto Reclose | Set | 3 |  | 0
ii | 998736 |  | With out Auto Reclose | Set | 3 |  | 0
b | 998736 |  | Line Protection Panel | Set | 2 |  | 0
d | 998736 |  | Transformer Protection Panel (For both HV & MV side) | Set | 2 |  | 0
e | 998736 |  | Bus Bar Protection Panel | Set | 1 |  | 0
E2 |  |  | Teleprotection Equipments |  |  |  | 0
a) | 998734 |  | Digital protection coupler including cabling etc. | Set | 2 |  | 0
b) | 998734 |  | Digital protection coupler including cabling etc. for other end | Set | 2 |  | 0
c) |  |  | Shifting and re-erection of existing panel of Barn/Kishenpur as per Technical specification | LS | 1 |  | 0
0
0
2 |  |  | 33KV Panels(Swing Type Front Door Glass Simplex Panels) |  |  |  | 0
a | 998736 |  | Circuit Breaker Relay Panel With out Auto Reclose | Set | 8 |  | 0
b | 998736 |  | Line Protection Panel | Set | 4 |  | 0
F |  |  | SUBSTATION AUTOMATION SYSTEM (SAS) |  |  |  | 0
|  |  | Complete Substation Automation System (SAS) for 220/33 kV Substation including hardware and software for the substation & remote control stations alongwith associated equipments for the following bays as per TS:- |  |  |  | 0
a) | 998736 |  | 220 kV System | Bay | 6 |  | 0
b) | 998736 |  | 33 kV System | Bay | 7 |  | 0
c) | 998736 |  | BCU for Controlling and monitoring of Auxiliary System | Set | 1 |  | 0
G |  |  | Tele Communication System |  |  |  | 0
A-1 |  |  | SDH EQUIPMENTS(STM-4 MADM upto 5MSP Protected directions) |  |  |  | 0
(I) |  |  | Nagrota |  |  |  | 0
| 998336 |  | Base equipments( Common cards,Cross connect/control cards, power supply cards, power cabling, other hardware and accessories including sub rascks, patch cord, DDF etc fully equipped excluding (ii) & (iii) below | Nos. | 1 |  | 0
|  |  | Barn |  |  |  | 0
| 998336 |  | Base equipments( Common cards,Cross connect/control cards, power supply cards, power cabling, other hardware and accessories including sub rascks, patch cord, DDF etc fully equipped excluding (ii) & (iii) below | Nos. | 1 |  | 0
(ii) |  |  | Optical Interface Cards/SFP# |  |  |  | 0
|  |  | Nagrota |  |  |  | 0
a | 998734 |  | S4.1 SFP | Nos. | 0 |  | 0
b | 998734 |  | L4.1 SFP | Nos. | 4 |  | 0
|  |  | Barn |  |  |  | 0
a | 998734 |  | S4.1 SFP | Nos. | 4 |  | 0
b | 998734 |  | L4.1 SFP | Nos. | 2**
0
|  |  | Kishenpur |  |  |  | 0
a | 998734 |  | S4.1 SFP | Nos. | 0 |  | 0
b | 998734 |  | L4.1 SFP | Nos. | 2**
(iii) |  |  | Tributary cards |  |  |  | 0
|  |  | Nagrota |  |  |  | 0
a | 998734 |  | E1 Interface card(Min. 16 Interfaces per card) | Nos. | 2 |  | 0
b | 998336 |  | Ethernet interface 10/100 Base T with Layer-2 switching (Min 8 Interfaces per card) | Nos. | 2 |  | 0
|  |  | Barn |  |  |  | 0
a | 998734 |  | E1 Interface card(Min. 16 Interfaces per card) | Nos. | 2 |  | 0
b | 998336 |  | Ethernet interface 10/100 Base T with Layer-2 switching (Min 8 Interfaces per card) | Nos. | 2 |  | 0
b |  |  | Equipment Cabinet |  |  |  | 0
2 |  |  | Network Manager System(NMS) |  |  |  | 0
|  |  | Nagrota |  |  |  | 0
(I) |  |  | Craft terminal |  |  |  | 0
a | 998734 |  | Hardware | Set | 1 |  | 0
b | 998734 |  | Software | Set | 1 |  | 0
|  |  | Barn |  |  |  | 0
(I) |  |  | Craft terminal |  |  |  | 0
a | 998734 |  | Hardware | Set | 0 |  | 0
b | 998734 |  | Software | Set | 0 |  | 0
3 |  |  | VOIP telephone instrument with one common switch(min. 8 port) |  |  |  | 0
| 998336 |  | Nagrota | No.s | 2 |  | 0
| 998336 |  | Barn | No.s | 0 |  | 0
4 |  |  | Approach Cable (24 fibres)$ |  |  |  | 0
|  |  | Nagrota |  |  |  | 0
a | 998336 |  | 24 Fibre(DWSM) | Kms | 1 |  | 0
a | 998336 |  | Installation hardware set for above 24 Fibre, Fibre Optic Approach Cable | Set | 1 |  | 0
|  |  | Barn |  |  |  | 0
a | 998336 |  | 24 Fibre(DWSM) | kms | 1 |  | 0
a | 998336 |  | Installation hardware set for above 24 Fibre, Fibre Optic Approach Cable | Set | 1 |  | 0
|  |  | Kishenpur |  |  |  | 0
a | 998336 |  | 24 Fibre(DWSM) | kms | 1 |  | 0
a | 998336 |  | Installation hardware set for above 24 Fibre, Fibre Optic Approach Cable | Set | 1 |  | 0
5 |  |  | FODP$ |  |  |  | 0
|  |  | Nagrota |  |  |  | 0
a | 998716 |  | 48 Fibre:Indoor Type,Rack Mounted with FCPC Coupling & Pigtails(5mtrs) | No.s | 1 |  | 0
|  |  | Barn |  |  |  | 0
a | 998716 |  | 48 Fibre:Indoor Type,Rack Mounted with FCPC Coupling & Pigtails(5mtrs) | No.s | 1 |  | 0
|  |  | Kishenpur |  |  |  | 0
a | 998716 |  | 48 Fibre:Indoor Type,Rack Mounted with FCPC Coupling & Pigtails(5mtrs) | No.s | 1 |  | 0
H-(i) |  |  | BATTERIES (VRLA type) |  |  |  | 0
1.1 |  |  | 220 V |  |  |  | 0
a) | 998736 |  | 500 AH | Set | 2 |  | 0
1.2 |  |  | 48V |  |  |  | 0
a) | 998736 |  | 300 AH | Set | 2 |  | 0
H-(ii) |  |  | BATTERY CHARGER System |  |  |  | 0
1.1 | 998736 |  | 220V, 80 A/50 A Float Cum Boost | Nos. | 2 |  | 0
1.2 | 998736 |  | 48V, 50A/30 A Float Cum Boost | Nos. | 2 |  | 0
I | 998731 |  | Diesel Generator Set along with control panel (100 kVA) | Set | 1 |  | 0
J | 995463 |  | High wall type Split Air Conditioner Units of 2 TR capacity | Nos. | 21 |  | 0
K |  |  | Fire Protection System |  |  |  | 0
1.1 |  |  | Wheel/trolley mounted fire extinguishers : |  |  |  | 0
a | 998736 |  | 22.5 Kg DCP type | Nos. | 4 |  | 0
b | 998736 |  | 22.5 Kg CO2 type | Nos. | 4 |  | 0
1.2 |  |  | Portable fire extinguishers: |  |  |  | 0
a | 995461 |  | 4.5 Kg DCP type | Nos. | 6 |  | 0
b | 995461 |  | 4.5 Kg CO2 type | Nos. | 10 |  | 0
1.3 |  |  | Complete Pumping arrangement for Hydrant complete with all piping and valves, fitting etc. inside pump house | LS | 1 |  | 0
1.4 |  |  | Hydrant system with complete O/G and U/G piping and accessories etc.(all items) outside the pump house. Hydrant system shall cover the swtchyard area, Transformers,Control Room, Stores etc. as per tender specification. | LS | 1 |  | 0
1.5 | 995461 |  | Smoke detection and Alarm system with all accessories and fittings for CRB & FFPH | Set | 1 |  | 0
L |  |  | ILLUMINATION SYSTEM |  |  |  | 0
L.1 | 998739 |  | Control Room Building ( including indoor Lighting panel , Fixtures, Coduits, wire, indoor receptacles, Fans etc.) | LS | 1 |  | 0
L.2 | 998739 |  | Fire Fighting Pump House Building ( including Fixtures, Coduits, wire, indoor receptacles, Fans etc.) | LS | 1 |  | 0
L.3 | 998739 |  | Security Room ( including, Fixtures, Coduits, wire, indoor receptacles, Fans etc.) | LS | 1 |  | 0
L.4 | 998739 |  | Storage room | LS | 1 |  | 0
L.5 |  |  | Outdoor Lighting (Switchyard and street lighting) |  |  |  | 0
1 |  |  | Lighting Panel |  |  |  | 0
a) | 995461 |  | Lighting Panel (Outdoor) Type ACP-2 | Nos. | 4 |  | 0
b) | 998731 |  | Lighting Panel (Outdoor) Type ACP-3 | Nos. | 2 |  | 0
c) | 998731 |  | Sub Lighting Panel ( Outdoor ) - SLP | Nos. | 4 |  | 0
2 |  |  | Lighting fixtures and Receptacles including junction box, lighting wires& flexible conduit (if required) from junction box to lighting fixture, mounting arrangement and other accessories/materials etc. as required for complete installation and commissoning of lighting fixture. |  |  |  | 0
a) |  |  | Lingting Fixture Type-SF1 | Nos. | 15 |  | 0
b) |  |  | Lingting Fixture Type-SF2 | Nos. | 20 |  | 0
c) |  |  | Lingting Fixture Type-SF3 | Nos. | 2 |  | 0
d) |  |  | Lingting Fixture Type-SF4 | Nos. | 2 |  | 0
e) |  |  | Lingting Fixture Type-SF5 | Nos. | 4 |  | 0
f) |  |  | Lighting Fixture Type-SC | Nos. | 10 |  | 0
g) |  |  | Lighting Fixture Type-S-LED | Nos. | 16 |  | 0
h) |  |  | 15A, 240V: Outdoor Receptacle 2 pole, 3-pin type (Type RO) | Nos. | 5 |  | 0
i) |  |  | 125A, 415V : Interlocked switch socket outdoor Receptacle (Type RP) | Nos. | 2 |  | 0
3 |  |  | Lighting Poles Type A1 | Nos. | 10 |  | 0
4 |  |  | Lighting Poles Type E1 | Nos. | 16 |  | 0
5 |  |  | Cartwheel mounted aluminium ladder as per technical specification | No. | 1 |  | 0
M |  |  | 1.1kV grade cable along with associated accessories like clamps,glands, lugs and straight joints etc. |  |  |  | 0
1.1 | 998736 |  | Power Cables(XLPE) (1.1 kV) Aluminium Conductor armoured | LS | 1 |  | 0
1.2 | 998736 |  | Power Cables(PVC) (1.1 kV) Aluminium Conductor armoured | LS | 1 |  | 0
1.3 | 998736 |  | Control Cables(PVC) (1.1 kV) Copper Conductor armoured | LS | 1 |  | 0
N | 998731 |  | 40 mm MS rod for Main Earthmat | kM | 6 |  | 0
O |  |  | Lattice Structure |  |  |  | 0
|  |  | i) Non-standard gantry structures including all Bolts & Nuts (Towers, Beam) | MT | 170 |  | 0
|  |  | ii) Non-standard Lighting Mast structures including all Bolts & Nuts | MT | 42 |  | 0
|  |  | iii) Non-standard equipment support structures including all Bolts & Nuts | MT | 58 |  | 0
P |  |  | Visual Monitoring System | LS | 1 |  | 0
O |  |  | Lattice Structure |  |  |  | 0
| 995455 |  | i) Non-standard gantry structures including all Bolts & Nuts (Towers, Beam & LM ) | MT | 160 |  | 0
| 995455 |  | ii) Non-standard equipment support structures including all Bolts & Nuts | MT | 90 |  | 0
P |  |  | VISUAL MONITORING SYSTEM | LS | 1 |  | 0
Q |  |  | Training of employers personal as per clause 10 of section project | LS | 1 |  | 0
|  |  | ** Route length from Barn to Nagrota and Nagrota to Kishenpur considered upto 60Kms |  |  |  | 0
|  |  | $ Approach cable (24F) and FODP might vary as per site requirement |  |  |  | 0
R |  |  | CIVIL WORKS |  |  |  | 0
1 | 995432 |  | Soil Investigation and Contour Survey as per TS | LS | 1 |  | 0
2 | 995432 |  | Earth work filling with borrowed earth with all leads and lifts including etc ( borrowed area to be deceided by contractor) | Cu. M | 5000 |  | 0
3 |  |  | Levelling of Area (Cutting & Filling of Soil & Backfilling with same excavated soil)
3.1 |  |  | Soft Rock | Cu. M | 20000
3.2 |  |  | Normal Soil | Cu. M | 40000
4 |  |  | Design, Engineering and Construction of foundation for following equipments/Structures. All civil works including earthwork excavation for all type of soils , concreting, reinforcement steel,Steel grating for Transformer oil pits, Rail tracks, other miscellaneous steel, backfill and disposable of excess earth, all complete as per TS and approved drawing. | Unit | Qty
4.1 | 998736 |  | 50MVA, Power Transformer | Nos. | 2 |  | 0
4.2 | 998736 |  | 315 KVA L.T. Transformer | Nos. | 2 |  | 0
4.3 | 998736 |  | 220kV Tower Structure | Nos. | 27 |  | 0
4.4 | 998736 |  | Lightning Mast Structure | Nos. | 4 |  | 0
4.5 |  |  | 33kV Tower Structure | Nos. | 35
4.6 |  |  | 220kV & 33kV Equipment Structure | Nos. | 250
4.7 | 998731 |  | 100 KVA D.G. Set | Nos. | 1 |  | 0
5 |  |  | Design, Engineering & Construction of Cable Trench of various sizes and crossings as per drg. given in specs including all civil works, earthwork excavation for all type of soils , concreting, reinforcement steel,backfill and disposable of excess earth, all complete as per TS and approved drawing. |  |  |  | 0
5.1 | 995462 |  | Section 1-1 | R. Mt | 120 |  | 0
5.2 | 995462 |  | Section 2-2 | R. Mt | 180 |  | 0
5.3 | 995462 |  | Section 3-3 | R. Mt | 160 |  | 0
5.4 | 995462 |  | Section 4-4 | R. Mt | 240 |  | 0
6 |  |  | Design, Engineering and Construction of following buildings inclusive of Excavation in all kind of soils, PCC, RCC, reinforcement, internal cable trench (if required) internal and external finish, internal water supply, internal and external sanitation, septic tank and soak pit etc. complete in all respects |  |  |  | 0
6.1 | 995414 |  | Control Room Building (Double Storey) | Sq. Mt | 520 |  | 0
6.2 | 995414 |  | Fire Fighting Pump House | Sq. Mt | 50 |  | 0
6.3 | 995414 |  | Security Room | Sq. Mt | 10 |  | 0
6.4 |  |  | Store Room (16 Mtr. X 8 Mtr. X 5 Mtr. (Clear height)) | Sq. Mt | 128
6.5 | 995414 |  | Parking shed RCC for 5 Nos. Vehicle | LS | 1 |  | 0
7 |  |  | Design, Engineering and Construction of Fire Fighting Tank including excavation of all kinds of soil, PCC, RCC, Reinforcement, Roof, Pipe Fittings and fixtures, internal and external finishes etc complete in all respects | LS | 1 |  | 0
8 | 995421 |  | Construction of Concrete ( RCC) road. All civil works for roads including earthwork excavation, grading, backfill, disposable of excess earth, concreting, reinforcement steel, RCC hume pipe crossings ( NP3 Pipe) etc. all complete as per TS and approved drawings. |  |  |  | 0
8.1 |  |  | Road 3.75m wide | R. Mtrs | 1500
8.2 |  |  | Road 5.5m wide | R. Mtrs | 500
9 | 995454 |  | Design, Engineering & Construction of Boundary wall including excavation, concrete, reinforcement steel ,structural steel, plaster, painting, barbed wire and concertina coil etc all complete as per technical specification (2.5 m high R.C.C frame wall as per Drawing and 0.5 m high angle support on top). | R. Mtrs | 900 |  | 0
10 | 995454 |  | Main boundary wall Gate (Steel ) including all works complete as per technical specification | No. | 1 |  | 0
11 | 995477 |  | Fencing including Fencing Gate | R.Mts | 550 |  | 0
12 | 995462 |  | Design and construction of Drainage system including culverts | LS | 1 |  | 0
13 | 995424 |  | Antiweed treatment | Sq.mt | 10000 |  | 0
14 | 995454 |  | 75mm thick P.C.C (1:5:10) in Switchyard area | Sq.mt | 10000 |  | 0
15 | 995433 |  | Gravel Filling (100 mm Thick) | Sq. mt | 10000 |  | 0
16 |  |  | Supplying & laying RCC hume pipe of grade (NP-3) for culverts and cable trench crossings of following dia. |  |  |  | 0
| 995421 |  | a) 200mm | R.Mts | 10 |  | 0
| 995421 |  | b) 300mm | R.Mts | 10 |  | 0
| 995421 |  | c) 450mm | R.Mts | 10 |  | 0
17 |  |  | Supplying and erecting dewatering pumps |  |  |  | 0
|  |  | a) 5 HP | No. | 2 |  | 0
|  |  | b) 1.0 HP | No. | 2 |  | 0
18 |  |  | Water Supply |  |  |  | 0
|  |  | Providing and Laying G.I.Pipe (Medium Duty) for water supply to Control Room, Security Room and Fire fighting Tank |  |  |  | 0
| 995462 |  | a) 200mm Dia | Mts. | 50 |  | 0
| 995462 |  | b) 50mm Dia | Mts. | 25 |  | 0
| 995462 |  | c) 40mm Dia | Mts. | 40 |  | 0
| 995462 |  | d) 25mm Dia | Mts. | 50 |  | 0
19 |  |  | Random rubble Masonary Retaining Wall:
|  |  | Design, Engineering & Construction of Random rubble Masonary Retaining Wall with hard stone in foundation and plinth including Excavation for foundatuion for all type of soils, PCC, Scaffolding, backfill and dispose of excess earth and coping coarse levelling up with cement conctrete 1:6:12(1 cement: 6 coarse sand and 12 graded stone aggregate 20mm nominal size) upto plinth level with cement mortar 1:6 (1 cement : 6 coarse sand) as per approved drawing and CPWD Specifications. | CuM | 5000
20 |  |  | RCC Retaining Wall
|  |  | ign, Engineering & Construction of RCC Retaining Wall including Excavation for foundatuion for all type of soils, PCC, laying cement concrete in retaining walls, return walls, walls (any thickness) including attached pilasters, columns, piers, abutments, pillars, posts, struts, buttresses, string or lacing courses, parapets, coping, bed blocks, anchor blocks,the cost of cantering, shuttering and finishing etc., up to floor five level: 1:1½:3 (1 cement : 1½ coarse sand (zone-III) : 3 graded stone aggregate 20 mm as per approved drawing | CuM | 1000
21 | 995454 |  | Rain Water Harvesting | LS | 1 |  | 0
22 | 995454 |  | Miscellaneous Steel | MT | 5 |  | 0
TOTAL (I) | [6 empty] | 0
II | LILO of 220kV Kishenpur-Barn
1 |  |  | Survey
| 998344 |  | a)Detailed survey including profiling, tower spotting | Kms. | 4.6 |  | 0
| 998344 |  | b) Check Survey | Kms. | 4.6 |  | 0
2 |  |  | Soil Investigation |  |  |  | 0
2.1 |  |  | Detailed Soil Investigation |  |  |  | 0
| 998342 |  | i)All kinds of soil except fissured rock & hard rock | Loc. | 3 |  | 0
| 998342 |  | ii)Fissured Rock | Loc. |  |  | 0
| 998342 |  | iii) Hard Rock | Loc. |  |  | 0
| 998342 |  | iv)River Crossing Location | Loc. |  |  | 0
3 |  |  | Transportation and Erection of various type of towers,tower parts and tower extension (complete) with bolts and nuts, including tack welding and supply and application of zinc rich primer and two coats of enamel paint |  |  |  | 0
| 998342 |  | a) Normal Tower | MT | 162.7 |  | 0
| 998342 |  | b) River Crossing Tower | MT | NIL
4 |  |  | Benching |  |  |  | 0
| 995432 |  | i)All kinds of soil except fissured rock & hard rock | CUM | 1 |  | 0
| 995432 |  | ii)Fissured Rock | CUM |  |  | 0
| 995432 |  | iii) Hard Rock | CUM |  |  | 0
5 |  |  | Work associated with tower foundations (excluding river crossing foundations) |  |  |  | 0
5.1 |  |  | Excavation in various type of Soils |  |  |  | 0
| 995433 |  | i) Dry Soil | CUM | 1628 |  | 0
| 995433 |  | ii)Wet Soil | CUM | 2141 |  | 0
| 995433 |  | iii)Dry fissured Rock | CUM |  |  | 0
5.2 |  |  | Concreting (including all associated works related to foundation not covered in 5.1 & 5.3) |  |  |  | 0
| 995454 |  | i) Nominal Concrete mix 1:1.5:3 | CUM | 382 |  | 0
| 995454 |  | ii) Nominal Concrete mix 1:3:6 | CUM | 46 |  | 0
5.3 | 995454 |  | Supply and placement of reinforcement steel | MT | 26 |  | 0
5.4 | 995455 |  | Installation of stub including bolts & nuts | MT | 6.65 |  | 0
6 | 995456 |  | Protection of tower Footings (supply and installation) |  |  |  | 0
| 995456 |  | a) Random rubble stone masonary including excavation (1:5 cement mortar) | CUM | 0 |  | 0
| 995456 |  | b) Revetment of pack 6" & above stone/boulders in heavily coated GI 4mm dia performed wire mesh size 100 mmx100mm. | CUM | 0 |  | 0
| 995456 |  | c) M 150 (1:2:4) mixed concrete for top seal cover of revetment | CUM. | 0 |  | 0
| 995456 |  | d) Backfilling and gap levelling of volumes enclosed by revetment | CUM | 0 |  | 0
7 |  |  | Transportation & installation of Earthing for towers |  |  |  | 0
| 995468 |  | a) Pipe type earthing | Nos | 20 |  | 0
| 995468 |  | b) Counterpoise type earthing | Nos | 1 |  | 0
|  |  | c) River crossing tower | Kgs. |  |  | 0
8 |  |  | Transportatin & Installation of tower accessories |  |  |  | 0
| 995444 |  | a) Danger plate | Nos. | 21 |  | 0
| 995444 |  | b) Number plate | Nos. | 21 |  | 0
| 995444 |  | c) Phase Plate (Set of three) | Sets. | 42 |  | 0
| 995444 |  | d) Circuit Plate (Set of two) | Sets | 21 |  | 0
| 995444 |  | e) Anticlimbing device | Nos. | 21 |  | 0
| 995444 |  | f) Bird Guards (Set of three) | Sets. | 2 |  | 0
9 |  |  | Transportation of the following Line materials |  |  |  | 0
9.1 |  |  | ACSR "Zebra" Conductor | Kms. | 28 |  | 0
9.2 |  |  | Optical Fiber Ground Wire ( 24 fibre DWSM) | Kms. | 3 |  | 0
9.3 |  |  | Optical Fiber Ground Wire ( 48 fibre DWSM) | Kms. | 3 |  | 0
9.4 |  |  | COMPOSITE LONG ROD INSULATORS |  |  |  | 0
|  |  | 70KN | Nos. | 31 |  | 0
|  |  | 120KN | Nos. | 263 |  | 0
9.5 |  |  | Hardware Fittings |  |  |  | 0
|  |  | a) Single `I' Suspension Insulator string for ACSR "Zebra" | Sets | 7 |  | 0
|  |  | b) Single suspension string (Pilot) for ACSR "Zebra" | Sets | 25 |  | 0
|  |  | c) Single tension string for ACSR "Zebra" | Sets | 237 |  | 0
|  |  | d) Double Tension String |  | 13 |  | 0
9.6 |  |  | Accessories for Conductor and OPGW |  |  |  | 0
i) |  |  | Midspan Compression Joint for ACSR 'ZEBRA' Conductor | Nos. | 18 |  | 0
ii) |  |  | Repair Sleeves for ACSR ZEBRA Conductor | Nos. | 6 |  | 0
iii) |  |  | Flexible Copper bonds | Nos. | 45 |  | 0
iv) |  |  | Vibration Damper for ACSR `ZEBRA' Conductor | Nos. | 509 |  | 0
v) |  |  | Vibration Damper for OPGW | Nos. | 93 |  | 0
vi) |  |  | Tension assembly set for OPGW | Nos. | 44 |  | 0
a |  |  | Dead end Assembly | Set | 3 |  | 0
b |  |  | Double Tension Assembly at Joint Location | Set | 2 |  | 0
c |  |  | Double Tension Pass Through Assembly | Set | 20 |  | 0
vii) |  |  | Suspension assembly for OPGW | Set | 2 |  | 0
viii) |  |  | Downlead Clamps for OPGW | Nos. | 9 |  | 0
ix) |  |  | Terminal Box for OPGW | Nos. | 2 |  | 0
0
10 |  |  | Installation of insulator strings complete with arcing horns and necessary hardware, installing and stringing of conductor including fixing of conductor accessories, installing and stringing of earthwire/OPGW including fixing of earthwire/OPGW accessories for the line. |  |  |  | 0
a) |  |  | Normal Strech |  |  |  | 0
|  |  | i) Single circuit | Kms. | NIL
|  |  | ii) Double circuit | Kms. | 4.6 |  | 0
b) |  |  | River Crossing stretch(Double Circuit) | Kms | NIL
11 |  |  | Aviation requirements |  |  |  | 0
11.1 |  |  | Painting of towers |  |  |  | 0
a) |  |  | Normal tower | MT | NIL
b) |  |  | River Crossing Tower | MT | NIL
11.2 |  |  | Transportation and installation of following |  |  |  | 0
i) |  |  | Span Marker | Sets. |  |  | 0
ii) |  |  | Obstruction lights ( to be provided as per IS5613) |  |  |  | 0
|  |  | a) 1 Medium + 2 low intensity |  | NIL
|  |  | b) 1 Medium + 4 low intensity |  | NIL
12 | 995455 |  | River Crossing Foundation(Open cast | Locns. | NIL
|  |  | including Raised Chimney) |  |  |  | 0
TOTAL (II) | [6 empty] | 0
Grand Total of Schedule-3(I+II) | [6 empty] | 0
Note :
Date : |  |  |  |  | Printed Name :
Place : |  |  |  |  | Designation:
Click to Sch. 4

## Schedule 3
Tender NIT No. RECTPCL/PIA/JKPTCL/SS & LILO-I | [7 empty] | Schedule - 3
Tender Package Construction of 2X50 MVA, 220/33 kV Nagrota (New) substation including LILO of 220kV Kishenpur-Barn S/C line or Udhampur-Gladni S/C line on D/C Tower at Nagrota Substation including Design, Engineering, Supply & Construction of Residential Staff Quarters & associated facilities at proposed Nagrota Substation under PMDP Sceme-15
(SCHEDULE OF RATES AND PRICES)
Bidder’s Name and Address : |  |  |  |  | To: REC Transmission Projects Company Limited (A wholly owned subsidiary of REC, a ‘Navratna CPSE’ Under the Ministry of Power, Govt of India) ECE House, 3rd Floor, Annexe – II, 28 A, K G MARG, NEW DELHI – 110 001 Website: www.rectpcl.in
Name : |  | 0
Address : |  | 0
INSTALLATION CHARGES
All Prices are in Indian Rupees.
Sl. No. | (SAC) Service Acounting Code | Whether SAC Code in Column '2' is confirmed. If not indicate applicable | Rate of GST Applicable (%) | Whether Rate of Interest in Column '4' is confirmed. If not indicate applicable rate of GST | Description | Unit | Quantity | Unit Erection Charges | Total Erection Charges | Total GST as confirmed by the bidder
1 | 2 | 3 | 4 | 5 | 6 | 7 | 8 | 9 | 10=8x9 | 11
I | 220/33KV NAGROTA SUBSTATION
A-1 |  |  |  |  | TRANSFORMER
1.1 | 998736 |  | 18% |  | 50MVA, 220/33KV three phase transformer without transformer oil | No. | 2 |  | 0 | 0
1.2 | 998736 |  | 18% |  | Insulating oil for 50MVA , 220/33 KV, 3-phase transformer(* 1Lot = Oil for 1 number transformer ) | Lot | 2 |  | 0 | 0
1.3 | 998736 |  | 18% |  | Nitrogen Injection Fire Protection for for 50MVA , 220/33 KV, 3-phase transformer | No. | 2 |  | 0 | 0
1.4 | 998736 |  | 18% |  | On line Insulating oil drying system | No. | 2 |  | 0 | 0
A-2 |  |  |  |  | LT TRANSFORMER
1.1 | 998736 |  | 18% |  | 315KVA, 33/0.433KV LT transformer | No. | 2 |  | 0 | 0
A-3 |  |  |  |  | VOTAGE STABLIZER
1.1 |  |  | 18% |  | 315KVA, 3 Phase, Automatic Voltage Stablizer | No. | 1 |  | 0 | 0
B-1 |  |  |  |  | 220 kV EQUIPMENT
1 |  |  |  |  | Circuit Breakers (3 Ph.)
i) | 998736 |  | 18% |  | 2500 A, 40 kA, SF6 Circuit Breakers (3-Phase) with support structure | Nos. | 6 |  | 0 | 0
2 |  |  |  |  | Isolators (3 Ph.)
i) | 998736 |  | 18% |  | 1600A, 40 kA with One earth Switch (Double break Isolator) | Nos. | 5 |  | 0 | 0
ii) | 998736 |  | 18% |  | 1600A, 40 kA without earth Switch (Double break Isolator) (Tandem) | Nos. | 9 |  | 0 | 0
iii) | 998736 |  | 18% |  | 1600A, 40kA with two earth Switch (Double break Isolator) | Nos. | 5 |  | 0 | 0
iv) | 998736 |  | 18% |  | 2500A, 40kA with two earth Switch (Double break Isolator) | Nos. | 2 |  | 0 | 0
3 |  |  |  |  | Current Transformers (1-Ph.)
i) | 998736 |  | 18% |  | 800A, 40kA, 5 core CT with 120% extended current rating | Nos. | 15 |  | 0 | 0
ii) | 998736 |  | 18% |  | 1600A, 40kA, 5 core CT with 150% extended current rating | Nos. | 3 |  | 0 | 0
4 |  |  |  |  | 245 kV Capacitive Voltage Transformer (1- Phase)
i) | 998736 |  | 18% |  | 4400 pF | Nos. | 12 |  | 0 | 0
5 | 998736 |  | 18% |  | 216 kV, 10KA Surge Arrester ( 1-ph) along with surge counter | Nos. | 12 |  | 0 | 0
B-II
1.1 |  |  |  |  | ERECTION HARDWARE (WITHOUT BPI)
Insulator strings & Hardware, Spacers, conductor(s), bus-bar material, cable trays , Bay MB, clamps, connectors including equipment connectors, Junction Box, earthwire, earthing material, risers, auxiliary earthmat (excluding main earthmat), buried cable trenches/ PVC pipes for equipment & lighting, all accessories etc. for the following :
220kV ' Double Main & Transfer' type
i) | 998731 |  | 18% |  | Line Bay | Set | 2 |  | 0 | 0
ii) | 998731 |  | 18% |  | Transformer Bay | Set | 2 |  | 0 | 0
iii) | 998731 |  | 18% |  | Bus Coupler Bay | Set | 1 |  | 0 | 0
iv) | 998731 |  | 18% |  | Bus transfer Bay | Set | 1 |  | 0 | 0
iv) | 998731 |  | 18% |  | Bus (For three bays) | Set | 2 |  | 0 | 0
1.2 | 998736 |  | 18% |  | 220 kV Bus Post Insulators for the erection hardware | Nos. | 85 |  | 0 | 0
C-I |  |  |  |  | 33 kV EQUIPMENT
1 |  |  |  |  | Circuit Breakers (3 Ph.)
i) | 998736 |  | 18% |  | 36 kV, 1250A, 25 kA,3-Phase CircuitBreaker with support structure | Nos. | 7 |  | 0 | 0
i) | 998736 |  | 18% |  | 36 kV, 2500A, 25 kA,3-Phase CircuitBreaker with support structure | Nos. | 1 |  | 0 | 0
2 |  |  |  |  | Isolators (3 Ph.)
i) | 998736 |  | 18% |  | 36 KV, 1250A, 25 KA, 3-PHASE HDB ISOLATOR WITH ONE E/S | Nos. | 7 |  | 0 | 0
ii) | 998736 |  | 18% |  | 36 KV, 1250A, 25 KA, 3-PHASE HDB ISOLATOR WITHOUT E/S | Nos. | 14 |  | 0 | 0
iii) | 998736 |  | 18% |  | 36 kV, 1250A, 25 KA, 3-Phase HDB Isolator with two E/s | Nos. | 7 |  | 0 | 0
iv) | 998736 |  | 18% |  | 36 kV, 2500A, 25 KA, 3-Phase HDB Isolator with two E/s | Nos. | 2 |  | 0 | 0
2.1 | 998736 |  | 18% |  | 36kV,400A Horn gap fuse (1-Ph.) | Nos. | 6 |  | 0 | 0
3 |  |  |  |  | Current Transformers ( 1 Ph.)
i) | 998736 |  | 18% |  | 36kV,1200A,25kA,1-Ph Current Transformer-120% rating | Nos. | 21 |  | 0 | 0
ii) | 998736 |  | 18% |  | 36 KV, 2000A, 25 KA, 1-PHASE CURRENT TRANSFORMER WITH 150% EXTENDEDRATING | Nos. | 3 |  | 0 | 0
4 |  |  | 18% |  | Potential Transformer (1 Ph.) 33kV/√3/110/√3/110/√3/110/√3 | Nos. | 6 |  | 0 | 0
5 | 98736 |  | 18% |  | Surge Arrestors 30kV, 1-ph along with surge arrestor | Nos. | 21 |  | 0 | 0
C-II
1.1 |  |  |  |  | ERECTION HARDWARE (WITHOUT BPI)
Insulator strings & Hardware, Spacers, conductor(s), bus-bar material, cable trays , Bay MB, clamps, connectors including equipment connectors, Junction Box, earthwire, earthing material, risers, auxiliary earthmat (excluding main earthmat), buried cable trenches/ PVC pipes for equipment & lighting, all accessories etc. for the following :
33 kV Double main with Bypass Isolator type
i) | 998731 |  | 18% |  | Line Bay | Set | 4 |  | 0 | 0
ii) | 998731 |  | 18% |  | Transformer Bay | Set | 2 |  | 0 | 0
iii) | 998731 |  | 18% |  | BC Bay | Set | 1 |  | 0 | 0
iv) | 998731 |  | 18% |  | Auxilary Transformer Bay | Set | 1 |  | 0 | 0
v) | 998731 |  | 18% |  | Bus (For Four Bays+ Three Bays) (2+1) | Set | 3 |  | 0 | 0
1.2 | 998736 |  | 18% |  | 33kV Bus Post Insulators for the above | Nos. | 30 |  | 0 | 0
2 |  |  | 18% |  | Conductor, clamps, connectors including equipment connectors, earthing material including risers etc. (excluding main earthmat) required for connection of aux. LT transformer | Set | 2 |  | 0 | 0
D |  |  |  |  | LT SWITCHGEAR
1.1 | 998736 |  | 18% |  | 415V Main switchboard | Set | 1 |  | 0 | 0
1.2 | 998736 |  | 18% |  | 415V ACDB | Set | 1 |  | 0 | 0
1.3 | 998731 |  | 18% |  | 415V MLDB | Set | 1 |  | 0 | 0
1.4 | 998736 |  | 18% |  | 415V Emergency LDB | Set | 1 |  | 0 | 0
1.5 | 998736 |  | 18% |  | 220V DCDB | Set | 2 |  | 0 | 0
1.6 | 998736 |  | 18% |  | 48V DCDB | Set | 2 |  | 0 | 0
E1 |  |  |  |  | RELAY PANELS (WITH AUTOMATION)
1 |  |  |  |  | 220 kV ( (Swing Type Front Door Glass Simplex type)
a |  |  |  |  | Circuit Breaker Relay Panel
i | 998736 |  | 18% |  | With Auto Reclose | Set | 3 |  | 0 | 0
ii | 998736 |  | 18% |  | With out Auto Reclose | Set | 3 |  | 0 | 0
b | 998736 |  | 18% |  | Line Protection Panel | Set | 2 |  | 0 | 0
d | 998736 |  | 18% |  | Transformer Protection Panel (For both HV & MV side) | Set | 2 |  | 0 | 0
e | 998736 |  | 18% |  | Bus Bar Protection Panel | Set | 1 |  | 0 | 0
E2 |  |  |  |  | Teleprotection Equipments
a) | 998734 |  | 18% |  | Digital protection coupler including cabling etc. | Set | 2 |  | 0 | 0
b) | 998734 |  | 18% |  | Digital protection coupler including cabling etc. for other end | Set | 2 |  | 0 | 0
c) |  |  | 18% |  | Shifting and re-erection of existing panel of Barn/Kishenpur or Gladni/Udhampur as per Technical specification | LS | 1 |  | 0 | 0
2 |  |  |  |  | 33KV Panels (Swing Type Front Door Glass Simplex type)
a | 998736 |  | 18% |  | Circuit Breaker Relay Panel With out Auto Reclose | Set | 8 |  | 0 | 0
b | 998736 |  | 18% |  | Line Protection Panel | Set | 4 |  | 0 | 0
F |  |  |  |  | SUBSTATION AUTOMATION SYSTEM (SAS)
Complete Substation Automation System (SAS) for 220/33 kV Substation including hardware and software for the substation & remote control stations alongwith associated equipments for the following bays as per TS:-
a) | 998736 |  | 18% |  | 220 kV System | Bay | 6 |  | 0 | 0
b) | 998736 |  | 18% |  | 33 kV System | Bay | 7 |  | 0 | 0
c) | 998736 |  | 18% |  | BCU for Controlling and monitoring of Auxiliary System | Set | 1 |  | 0 | 0
G |  |  |  |  | Tele Communication System
A-1 |  |  |  |  | SDH EQUIPMENTS(STM-4 MADM upto 5MSP Protected directions)
(I) |  |  |  |  | Nagrota
| 998336 |  | 18% |  | Base equipments( Common cards,Cross connect/control cards, power supply cards, power cabling, other hardware and accessories including sub rascks, patch cord, DDF etc fully equipped excluding (ii) & (iii) below | Nos. | 1 |  | 0 | 0
Barn/Gladni
| 998336 |  | 18% |  | Base equipments( Common cards,Cross connect/control cards, power supply cards, power cabling, other hardware and accessories including sub rascks, patch cord, DDF etc fully equipped excluding (ii) & (iii) below | Nos. | 1 |  | 0 | 0
(ii) |  |  |  |  | Optical Interface Cards/SFP
Nagrota
a |  |  |  |  | S4.1 SFP | Nos. | 0 |  | 0 | 0
b | 998734 |  | 18% |  | L4.1 SFP | Nos. | 4 |  | 0 | 0
Barn/Gladni
a | 998734 |  | 18% |  | S4.1 SFP | Nos. | 4 |  | 0 | 0
b | 998734 |  | 18% |  | L4.1 SFP | Nos. | 2 |  | 0 | 0
Kishenpur/Udhampur
a |  |  |  |  | S4.1 SFP | Nos. | 0 |  | 0 | 0
b | 998734 |  | 18% |  | L4.1 SFP | Nos. | 2 |  | 0 | 0
(iii) |  |  |  |  | Tributary cards
Nagrota
a | 998734 |  | 18% |  | E1 Interface card(Min. 16 Interfaces per card) | Nos. | 2 |  | 0 | 0
b | 998336 |  | 18% |  | Ethernet interface 10/100 Base T with Layer-2 switching (Min 8 Interfaces per card) | Nos. | 2 |  | 0 | 0
Barn/Gladni
a | 998734 |  | 18% |  | E1 Interface card(Min. 16 Interfaces per card) | Nos. | 2 |  | 0 | 0
b | 998336 |  | 18% |  | Ethernet interface 10/100 Base T with Layer-2 switching (Min 8 Interfaces per card) | Nos. | 2 |  | 0 | 0
b |  |  |  |  | Equipment Cabinet
2 |  |  |  |  | Network Manager System(NMS)
Nagrota
(I) |  |  |  |  | Craft terminal
a | 998734 |  | 18% |  | Hardware | Set | 1 |  | 0 | 0
b | 998734 |  | 18% |  | Software | Set | 1 |  | 0 | 0
Barn/Gladni
(I) |  |  |  |  | Craft terminal
a |  |  |  |  | Hardware | Set | 0 |  | 0 | 0
b |  |  |  |  | Software | Set | 0 |  | 0 | 0
3 |  |  |  |  | VOIP telephone instrument with one common switch(min. 8 port)
| 998336 |  | 18% |  | Nagrota | No.s | 2 |  | 0 | 0
[5 empty] | Barn/Gladni | No.s | 0 |  | 0 | 0
4 |  |  |  |  | Approach Cable (24 fibres)
Nagrota
a | 998336 |  | 18% |  | 24 Fibre(DWSM) | Kms | 1 |  | 0 | 0
a | 998336 |  | 18% |  | Installation hardware set for above 24 Fibre, Fibre Optic Approach Cable | Set | 1 |  | 0 | 0
Barn/Gladni
a | 998336 |  | 18% |  | 24 Fibre(DWSM) | kms | 1 |  | 0 | 0
a | 998336 |  | 18% |  | Installation hardware set for above 24 Fibre, Fibre Optic Approach Cable | Set | 1 |  | 0 | 0
Kishenpur/Udhampur
a | 998336 |  | 18% |  | 24 Fibre(DWSM) | kms | 1 |  | 0 | 0
a | 998336 |  | 18% |  | Installation hardware set for above 24 Fibre, Fibre Optic Approach Cable | Set | 1 |  | 0 | 0
5 |  |  |  |  | FODP
Nagrota
a | 998716 |  | 18% |  | 48 Fibre:Indoor Type,Rack Mounted with FCPC Coupling & Pigtails(5mtrs) | No.s | 1 |  | 0 | 0
Barn/Gladni
a | 998716 |  | 18% |  | 48 Fibre:Indoor Type,Rack Mounted with FCPC Coupling & Pigtails(5mtrs) | No.s | 1 |  | 0 | 0
Kishenpur/Udhampur
a | 998716 |  | 18% |  | 48 Fibre:Indoor Type,Rack Mounted with FCPC Coupling & Pigtails(5mtrs) | No.s | 1 |  | 0 | 0
H-(i) |  |  |  |  | BATTERIES (VRLA type)
1.1 |  |  |  |  | 220 V
a) | 998736 |  | 18% |  | 500 AH | Set | 2 |  | 0 | 0
1.2 |  |  |  |  | 48V
a) | 998736 |  | 18% |  | 300 AH | Set | 2 |  | 0 | 0
H-(ii) |  |  |  |  | BATTERY CHARGER System
1.1 | 998736 |  | 18% |  | 220V, 80 A/50 A Float Cum Boost | Nos. | 2 |  | 0 | 0
1.2 | 998736 |  | 18% |  | 48V, 50A/30 A Float Cum Boost | Nos. | 2 |  | 0 | 0
I | 998731 |  | 18% |  | Diesel Generator Set along with control panel (100 kVA) | Set | 1 |  | 0 | 0
J | 995463 |  | 18% |  | High wall type Split Air Conditioner Units of 2 TR capacity | Nos. | 21 |  | 0 | 0
K |  |  |  |  | Fire Protection System
1.1 |  |  |  |  | Wheel/trolley mounted fire extinguishers : |  |  |  | 0
a | 998736 |  | 18% |  | 22.5 Kg DCP type | Nos. | 4 |  | 0 | 0
b | 998736 |  | 18% |  | 22.5 Kg CO2 type | Nos. | 4 |  | 0 | 0
1.2 |  |  |  |  | Portable fire extinguishers:
a | 995461 |  | 18% |  | 4.5 Kg DCP type | Nos. | 6 |  | 0 | 0
b | 995461 |  | 18% |  | 4.5 Kg CO2 type | Nos. | 10 |  | 0 | 0
1.3 |  |  | 18% |  | Complete Pumping arrangement for Hydrant complete with all piping and valves, fitting etc. inside pump house | LS | 1 |  | 0 | 0
1.4 |  |  | 18% |  | Hydrant system with complete O/G and U/G piping and accessories etc.(all items) outside the pump house. Hydrant system shall cover the swtchyard area, Transformers,Control Room, Stores etc. as per tender specification. | LS | 1 |  | 0 | 0
1.5 | 995461 |  | 18% |  | Smoke detection and Alarm system with all accessories and fittings for CRB & FFPH | Set | 1 |  | 0 | 0
L |  |  |  |  | ILLUMINATION SYSTEM
L.1 | 998739 |  | 18% |  | Control Room Building ( including indoor Lighting panel , Fixtures, Coduits, wire, indoor receptacles, Fans etc.) | LS | 1 |  | 0 | 0
L.2 | 998739 |  | 18% |  | Fire Fighting Pump House Building ( including Fixtures, Coduits, wire, indoor receptacles, Fans etc.) | LS | 1 |  | 0 | 0
L.3 | 998739 |  | 18% |  | Security Room ( including, Fixtures, Coduits, wire, indoor receptacles, Fans etc.) | LS | 1 |  | 0 | 0
L.4 | 998739 |  |  |  | Storage room | LS | 1 |  | 0 | 0
L.5 |  |  |  |  | Outdoor Lighting (Switchyard and street lighting)
1 |  |  |  |  | Lighting Panel
a) | 995461 |  | 18% |  | Lighting Panel (Outdoor) Type ACP-2 | Nos. | 4 |  | 0 | 0
b) | 998731 |  | 18% |  | Lighting Panel (Outdoor) Type ACP-3 | Nos. | 2 |  | 0 | 0
c) | 998731 |  | 18% |  | Sub Lighting Panel ( Outdoor ) - SLP | Nos. | 4 |  | 0 | 0
2 |  |  |  |  | Lighting fixtures and Receptacles including junction box, lighting wires& flexible conduit (if required) from junction box to lighting fixture, mounting arrangement and other accessories/materials etc. as required for complete installation and commissoning of lighting fixture.
a) |  |  | 18% |  | Lingting Fixture Type-SF1 | Nos. | 15 |  | 0 | 0
b) |  |  | 18% |  | Lingting Fixture Type-SF2 | Nos. | 20 |  | 0 | 0
c) |  |  | 18% |  | Lingting Fixture Type-SF3 | Nos. | 2 |  | 0 | 0
d) |  |  | 18% |  | Lingting Fixture Type-SF4 | Nos. | 2 |  | 0 | 0
e) |  |  | 18% |  | Lingting Fixture Type-SF5 | Nos. | 4 |  | 0 | 0
f) |  |  | 18% |  | Lighting Fixture Type-SC | Nos. | 10 |  | 0 | 0
g) |  |  | 18% |  | Lighting Fixture Type-S-LED | Nos. | 16 |  | 0 | 0
h) |  |  | 18% |  | 15A, 240V: Outdoor Receptacle 2 pole, 3-pin type (Type RO) | Nos. | 5 |  | 0 | 0
i) |  |  | 18% |  | 125A, 415V : Interlocked switch socket outdoor Receptacle (Type RP) | Nos. | 2 |  | 0 | 0
3 |  |  | 18% |  | Lighting Poles Type A1 | Nos. | 10 |  | 0 | 0
4 |  |  | 18% |  | Lighting Poles Type E1 | Nos. | 16 |  | 0 | 0
5 |  |  | 18% |  | Cartwheel mounted aluminium ladder as per technical specification | No. | 1 |  | 0 | 0
M |  |  |  |  | 1.1kV grade cable along with associated accessories like clamps,glands, lugs and straight joints etc.
1.1 | 998736 |  | 18% |  | Power Cables(XLPE) (1.1 kV) Aluminium Conductor armoured | LS | 1 |  | 0 | 0
1.2 | 998736 |  | 18% |  | Power Cables(PVC) (1.1 kV) Aluminium Conductor armoured | LS | 1 |  | 0 | 0
1.3 | 998736 |  | 18% |  | Control Cables(PVC) (1.1 kV) Copper Conductor armoured | LS | 1 |  | 0 | 0
N | 998731 |  | 18% |  | 40 mm MS rod for Main Earthmat | kM | 6 |  | 0 | 0
O |  |  |  |  | Lattice Structure
|  |  | 18% |  | i) Non-standard gantry structures including all Bolts & Nuts (Towers, Beam) | MT | 170 |  | 0 | 0
|  |  | 18% |  | ii) Non-standard Lighting Mast structures including all Bolts & Nuts | MT | 42 |  | 0 | 0
|  |  | 18% |  | ii) Non-standard equipment support structures including all Bolts & Nuts | MT | 58 |  | 0 | 0
P |  |  | 18% |  | Visual Monitoring System | LS | 1 |  | 0 | 0
R |  |  |  |  | CIVIL WORKS
1 | 995432 |  | 18% |  | Soil Investigation and Contour Survey as per TS | LS | 1 |  | 0 | 0
2 | 995432 |  | 18% |  | Earth work filling with borrowed earth with all leads and lifts including etc ( borrowed area to be deceided by contractor) | Cu. M | 5000 |  | 0 | 0
3 |  |  |  |  | Levelling of Area (Cutting & Filling of Soil & Backfilling with same excavated soil)
3.1 |  |  | 18% |  | Soft Rock | Cu. M | 20000 |  | 0 | 0
3.2 |  |  | 18% |  | Normal Soil | Cu. M | 40000 |  | 0 | 0
4 |  |  |  |  | Design, Engineering and Construction of foundation for following equipments/Structures. All civil works including earthwork excavation for all type of soils , concreting, reinforcement steel,Steel grating for Transformer oil pits, Rail tracks, other miscellaneous steel, backfill and disposable of excess earth, all complete as per TS and approved drawing.
4.1 | 998736 |  | 18% |  | 50MVA, Power Transformer | Nos. | 2 |  | 0 | 0
4.2 | 998736 |  | 18% |  | 315 KVA L.T. Transformer | Nos. | 2 |  | 0 | 0
4.3 | 998736 |  | 18% |  | 220kV Tower Structure | Nos. | 27 |  | 0 | 0
4.4 | 998736 |  | 18% |  | Lightning Mast Structure | Nos. | 4 |  | 0 | 0
4.5 |  |  | 18% |  | 33kV Tower Structure | Nos. | 35 |  | 0 | 0
4.6 |  |  | 18% |  | 220kV & 33kV Equipment Structure | Nos. | 279 |  | 0 | 0
4.7 | 998731 |  | 18% |  | 100 KVA D.G. Set | Nos. | 1 |  | 0 | 0
5 |  |  |  |  | Design, Engineering & Construction of Cable Trench of various sizes and crossings as per drg. given in specs including all civil works, earthwork excavation for all type of soils , concreting, reinforcement steel,backfill and disposable of excess earth, all complete as per TS and approved drawing.
5.1 | 995462 |  | 18% |  | Section 1-1 | R. Mt | 120 |  | 0 | 0
5.2 | 995462 |  | 18% |  | Section 2-2 | R. Mt | 180 |  | 0 | 0
5.3 | 995462 |  | 18% |  | Section 3-3 | R. Mt | 160 |  | 0 | 0
5.4 | 995462 |  | 18% |  | Section 4-4 | R. Mt | 240 |  | 0 | 0
6 |  |  |  |  | Design, Engineering and Construction of following buildings inclusive of Excavation in all kind of soils, PCC, RCC, reinforcement, internal cable trench (if required) internal and external finish, internal water supply, internal and external sanitation, septic tank and soak pit etc. complete in all respects
6.1 | 995414 |  | 18% |  | Control Room Building (Double Storey) | Sq. Mt | 520 |  | 0 | 0
6.2 | 995414 |  | 18% |  | Fire Fighting Pump House | Sq. Mt | 50 |  | 0 | 0
6.3 | 995414 |  | 18% |  | Security Room | Sq. Mt | 10 |  | 0 | 0
6.4 |  |  | 18% |  | Store Room (16 Mtr. X 8 Mtr. X 5 Mtr. (Clear height)) | Sq. Mt | 128 |  | 0 | 0
6.5 | 995414 |  | 18% |  | Parking shed RCC for 5 Nos. Vehicle | LS | 1 |  | 0 | 0
7 |  |  | 18% |  | Design, Engineering and Construction of Fire Fighting Tank including excavation of all kinds of soil, PCC, RCC, Reinforcement, Roof, Pipe Fittings and fixtures, internal and external finishes etc complete in all respects | LS | 1 |  | 0 | 0
8 | 995421 |  |  |  | Construction of Concrete ( RCC) road. All civil works for roads including earthwork excavation, grading, backfill, disposable of excess earth, concreting, reinforcement steel, RCC hume pipe crossings ( NP3 Pipe) etc. all complete as per TS and approved drawings.
8.1 |  |  | 18% |  | Road 3.75m wide | R. Mtrs | 1500 |  | 0 | 0
8.2 |  |  | 18% |  | Road 5.5m wide | R. Mtrs | 500 |  | 0 | 0
9 | 995454 |  | 18% |  | Design, Engineering & Construction of Boundary wall including excavation, concrete, reinforcement steel ,structural steel, plaster, painting, barbed wire and concertina coil etc all complete as per technical specification (2.5 m high R.C.C frame wall as per Drawing and 0.5 m high angle support on top). | R. Mtrs | 900 |  | 0 | 0
10 | 995454 |  | 18% |  | Main boundary wall Gate (Steel ) including all works complete as per technical specification | No. | 1 |  | 0 | 0
11 | 995477 |  | 18% |  | Fencing including Fencing Gate | R.Mts | 550 |  | 0 | 0
12 | 995462 |  | 18% |  | Design and construction of Drainage system including culverts | LS | 1 |  | 0 | 0
13 | 995424 |  | 18% |  | Antiweed treatment | Sq.mt | 10000 |  | 0 | 0
14 | 995454 |  | 18% |  | 75mm thick P.C.C (1:5:10) in Switchyard area | Sq.mt | 10000 |  | 0 | 0
15 | 995433 |  | 18% |  | Gravel Filling (100 mm Thick) | Sq. mt | 10000 |  | 0 | 0
16 |  |  |  |  | Supplying & laying RCC hume pipe of grade (NP-3) for culverts and cable trench crossings of following dia.
| 995421 |  | 18% |  | a) 200mm | R.Mts | 10 |  | 0 | 0
| 995421 |  | 18% |  | b) 300mm | R.Mts | 10 |  | 0 | 0
| 995421 |  | 18% |  | c) 450mm | R.Mts | 10 |  | 0 | 0
17 |  |  |  |  | Supplying and erecting dewatering pumps
|  |  | 18% |  | a) 5 HP | No. | 2 |  | 0 | 0
|  |  | 18% |  | b) 1.0 HP | No. | 2 |  | 0 | 0
18 |  |  |  |  | Water Supply |  |  |  | 0
Providing and Laying G.I.Pipe (Medium Duty) for water supply to Control Room, Security Room and Fire fighting Tank
18.1 | 995462 |  | 18% |  | 200mm Dia | Mts. | 50 |  | 0 | 0
18.2 | 995462 |  | 18% |  | 50mm Dia | Mts. | 25 |  | 0 | 0
18.3 | 995462 |  | 18% |  | 40mm Dia | Mts. | 40 |  | 0 | 0
18.4 | 995462 |  | 18% |  | 25mm Dia | Mts. | 50 |  | 0 | 0
19 |  |  |  |  | Random rubble Masonary Retaining Wall:
|  |  | 18% |  | Design, Engineering & Construction of Random rubble Masonary Retaining Wall with hard stone in foundation and plinth including Excavation for foundatuion for all type of soils, PCC, Scaffolding, backfill and dispose of excess earth and coping coarse levelling up with cement conctrete 1:6:12(1 cement: 6 coarse sand and 12 graded stone aggregate 20mm nominal size) upto plinth level with cement mortar 1:6 (1 cement : 6 coarse sand) as per approved drawing and CPWD Specifications. | CuM | 5000 |  | 0 | 0
20 |  |  |  |  | RCC Retaining Wall
|  |  | 18% |  | Design, Engineering & Construction of RCC Retaining Wall including Excavation for foundatuion for all type of soils, PCC, laying cement concrete in retaining walls, return walls, walls (any thickness) including attached pilasters, columns, piers, abutments, pillars, posts, struts, buttresses, string or lacing courses, parapets, coping, bed blocks, anchor blocks,the cost of cantering, shuttering and finishing etc., up to floor five level: 1:1½:3 (1 cement : 1½ coarse sand (zone-III) : 3 graded stone aggregate 20 mm as per approved drawing | CuM | 1000 |  | 0 | 0
21 | 995454 |  | 18% |  | Rain Water Harvesting | LS | 1 |  | 0 | 0
22 | 995454 |  | 18% |  | Miscellaneous Steel | MT | 20 |  | 0 | 0
TOTAL (I) | [8 empty] | 0 | 0
II | LILO of 220kV Kishenpur-Barn/Udhampur-Gladni
1 |  |  |  |  | Survey
| 998344 |  | 18% |  | a)Detailed survey including profiling, tower spotting | Kms. | 6 |  | 0 | 0
| 998344 |  | 18% |  | b) Check Survey | Kms. | 6 |  | 0 | 0
2 |  |  |  |  | Soil Investigation
2.1 |  |  |  |  | Detailed Soil Investigation
| 998342 |  | 18% |  | i)All kinds of soil except fissured rock & hard rock | Loc. | 4 |  | 0 | 0
| 998342 |  | 18% |  | ii)Fissured Rock | Loc. | 3 |  | 0 | 0
[5 empty] | iii) Hard Rock | Loc. |  |  | 0 | 0
[5 empty] | iv)River Crossing Location | Loc. |  |  | 0 | 0
3 |  |  |  |  | Transportation and Erection of various type of towers,tower & Gantry Structure, parts and tower extension (complete) with bolts and nuts, including tack welding and supply and application of zinc rich primer and two coats of enamel paint
| 998342 |  | 18% |  | a) Normal Tower | MT | 176.2 |  | 0 | 0
[5 empty] | b) River Crossing Tower | MT |  |  | 0 | 0
4 |  |  |  |  | Benching
| 995432 |  | 18% |  | i)All kinds of soil except fissured rock & hard rock | CUM | 500 |  | 0 | 0
| 995432 |  | 18% |  | ii)Fissured Rock | CUM | 200 |  | 0 | 0
[5 empty] | iii) Hard Rock | CUM |  |  | 0 | 0
5 |  |  |  |  | Work associated with tower foundations (excluding river crossing foundations)
5.1 |  |  |  |  | Excavation in various type of Soils
| 995433 |  | 18% |  | i) Dry Soil | CUM | 1128 |  | 0 | 0
| 995433 |  | 18% |  | ii)Wet Soil | CUM | 2041 |  | 0 | 0
| 995433 |  | 18% |  | iii)Dry fissured Rock | CUM | 600 |  | 0 | 0
5.2 |  |  |  |  | Concreting (including all associated works related to foundation not covered in 5.1 & 5.3)
| 995454 |  | 18% |  | i) Nominal Concrete mix 1:1.5:3 | CUM | 382 |  | 0 | 0
| 995454 |  | 18% |  | ii) Nominal Concrete mix 1:3:6 | CUM | 46 |  | 0 | 0
5.3 | 995454 |  | 18% |  | Supply and placement of reinforcement steel | MT | 26 |  | 0 | 0
5.4 | 995455 |  | 18% |  | Installation of stub including bolts & nuts | MT | 8.2 |  | 0 | 0
6 | 995456 |  |  |  | Protection of tower Footings (supply and installation)
| 995456 |  | 18% |  | a) Random rubble stone masonary including excavation (1:5 cement mortar), PCC 1:2:4 at top of RR walls and foundations, backfilling and gap levelling complete as per approved drawing. | CUM | 500 |  | 0 | 0
| 995456 |  | 18% |  | b) Revetment of pack 6" & above stone/boulders in heavily coated GI 4mm dia performed wire mesh size 100 mmx100mm as per approved drawing | CUM | 500 |  | 0 | 0
7 |  |  |  |  | installation of Earthing for towers
| 995468 |  | 18% |  | a) Pipe type earthing | Nos | 20 |  | 0 | 0
| 995468 |  | 18% |  | b) Counterpoise type earthing | Nos | 2 |  | 0 | 0
[5 empty] | c) River crossing tower | Kgs. |  |  | 0 | 0
8 |  |  |  |  | Installation of tower accessories
| 995444 |  | 18% |  | a) Danger plate | Nos. | 22 |  | 0 | 0
| 995444 |  | 18% |  | b) Number plate | Nos. | 22 |  | 0 | 0
| 995444 |  | 18% |  | c) Phase Plate (Set of three) | Sets. | 44 |  | 0 | 0
| 995444 |  | 18% |  | d) Circuit Plate (Set of two) | Sets | 22 |  | 0 | 0
| 995444 |  | 18% |  | e) Anticlimbing device | Nos. | 22 |  | 0 | 0
| 995444 |  | 18% |  | f) Bird Guards (Set of three) | Sets. | 2 |  | 0 | 0
9 |  |  |  |  | Installation of the following Line materials
9.1 |  |  | 18% |  | ACSR "Zebra" Conductor | Kms. | 38 |  | 0 | 0
9.2 |  |  | 18% |  | Optical Fiber Ground Wire ( 24 fibre DWSM) | Kms. | 4 |  | 0 | 0
9.3 |  |  | 18% |  | Optical Fiber Ground Wire ( 48 fibre DWSM) | Kms. | 4 |  | 0 | 0
9.4 |  |  |  |  | COMPOSITE LONG ROD INSULATORS
|  |  | 18% |  | 70KN | Nos. | 31 |  | 0 | 0
|  |  | 18% |  | 120KN | Nos. | 270 |  | 0 | 0
9.5 |  |  |  |  | Hardware Fittings
|  |  | 18% |  | a) Single `I' Suspension Insulator string for ACSR "Zebra" | Sets | 7 |  | 0 | 0
|  |  | 18% |  | b) Single suspension string (Pilot) for ACSR "Zebra" | Sets | 25 |  | 0 | 0
|  |  | 18% |  | c) Single tension string for ACSR "Zebra" | Sets | 243 |  | 0 | 0
|  |  | 18% |  | d) Double Tension String |  | 13 |  | 0 | 0
9.6 |  |  |  |  | Accessories for Conductor and OPGW
i) |  |  | 18% |  | Midspan Compression Joint for ACSR 'ZEBRA' Conductor | Nos. | 25 |  | 0 | 0
ii) |  |  | 18% |  | Repair Sleeves for ACSR ZEBRA Conductor | Nos. | 6 |  | 0 | 0
iii) |  |  | 18% |  | Flexible Copper bonds | Nos. | 45 |  | 0 | 0
iv) |  |  | 18% |  | Vibration Damper for ACSR `ZEBRA' Conductor | Nos. | 509 |  | 0 | 0
v) |  |  | 18% |  | Vibration Damper for OPGW | Nos. | 93 |  | 0 | 0
vi) |  |  | 18% |  | Tension assembly set for OPGW | Nos. | 44 |  | 0 | 0
a |  |  | 18% |  | Dead end Assembly | Set | 3 |  | 0 | 0
b |  |  | 18% |  | Double Tension Assembly at Joint Location | Set | 2 |  | 0 | 0
c |  |  | 18% |  | Double Tension Pass Through Assembly | Set | 20 |  | 0 | 0
vii) |  |  | 18% |  | Suspension assembly for OPGW | Set | 2 |  | 0 | 0
viii) |  |  | 18% |  | Downlead Clamps for OPGW | Nos. | 9 |  | 0 | 0
ix) |  |  | 18% |  | Terminal Box for OPGW | Nos. | 2 |  | 0 | 0
x) |  |  | 18% |  | Joint Box for OPGW | Nos. | 2 |  | 0 | 0
10 |  |  |  |  | Installation of insulator strings complete with arcing horns and necessary hardware, installing and stringing of conductor including fixing of conductor accessories, installing and stringing of earthwire/OPGW including fixing of earthwire/OPGW accessories for the line.
a) |  |  |  |  | Normal Strech
[5 empty] | i) Single circuit | Kms.
|  |  | 18% |  | ii) Double circuit | Kms. | 6 |  | 0 | 0
b) |  |  |  |  | River Crossing stretch(Double Circuit) | Kms
11 |  |  |  |  | Aviation requirements
11.1 |  |  |  |  | Painting of towers
a) |  |  |  |  | Normal tower | MT
b) |  |  |  |  | River Crossing Tower | MT
11.2 |  |  |  |  | installation of following
i) |  |  |  |  | Span Marker | Sets. |  |  | 0 | 0
ii) |  |  |  |  | Obstruction lights ( to be provided as per IS5613)
[5 empty] | a) 1 Medium + 2 low intensity |  |  |  | 0 | 0
[5 empty] | b) 1 Medium + 4 low intensity |  |  |  | 0 | 0
12 |  |  |  |  | River Crossing Foundation(Open cast | Locns. |  |  | 0 | 0
including Raised Chimney)
TOTAL (II) | [8 empty] | 0 | 0
III) | Design, Engineering, Supply & Construction of Residential Staff Quarters & associated facilities at 220/33 kV Substation Nagrota (Jammu)
1 |  |  |  |  | Civil Works- Architecture,Design, Engineering, including procurement and subcontracting (if any), delivery, construction, Contouring and site leveling (if required), installation and completion of the facilities including for following residential staff quarters.
1.1 |  |  | 18% |  | JEs Quarter -4 nos. (1 Unit of 2 GF+2FF with common stairs) | Sq. Ft. | 2500 |  | 0 | 0
1.2 |  |  | 18% |  | SBA's Quarter - 8 Nos. (2 Units of 2 GF + 2 FF each with Common Stairs) | Sq. Ft. | 2400 |  | 0 | 0
1.3 |  |  | 18% |  | AE/AEE Quarter (1 Nos.. Single Storey) | Sq. Ft. | 1300 |  | 0 | 0
1.4 |  |  | 18% |  | Santry/Security Post | Sq. Ft. | 100 |  | 0 | 0
2 |  |  | 18% |  | Septic tank and soakpit for township | LS | 1 |  | 0 | 0
3 |  |  | 18% |  | Providing & Laying of SW pipes for external sewerage system as per technical specification & approved design all sizes 100 mm, 200 mm, 300 mm including construction of inspection chambers as per approved design. | LS | 1 |  | 0 | 0
4 |  |  | 18% |  | External water supply arrangement as per approved design for colony & other buildings etc | LS | 1 |  | 0 | 0
5 |  |  | 18% |  | Underground water storage tank of approved size & capacity for colony & other buildings | LS | 1 |  | 0 | 0
6 |  |  | 18% |  | Ornamental Works such as development of lawns and landscaping | LS | 1 |  | 0 | 0
7 |  |  |  |  | Electrical Works- Design, Engineering, procurement, delivery, erection, testing and commissioning of the facilities for following job works:-
7.1 |  |  | 18% |  | Construction of 1 x 160 KVA, 11/0.433 kV Distribution transformer along with11kV isolator, horn gap fuse , Bus Post Insulator and Surge arrestors for LT Station alongwith 415 V, 400A Township DB etc in complete as required. | LS | 1 |  | 0 | 0
7.2 |  |  | 18% |  | Electrical Panel/Sub- Panel as per the works requirement in complete. | LS | 1 |  | 0 | 0
7.3 |  |  | 18% |  | Internal & External Wiring for Power & light points including DB, switchboard etc in complete with proper earthing as per works requirement. | LS | 1 |  | 0 | 0
7.4 |  |  | 18% |  | Ceiling Fan, 1400 mm sweep in complete. | LS | 1 |  | 0 | 0
7.5 |  |  | 18% |  | Lighting Fixture LED Luminaires type as per illumination level required for the indoor building lightening etc in complete. | LS | 1 |  | 0 | 0
7.6 |  |  | 18% |  | LED Street Light Luminaire as per illumination level required for the street in complete as required. | LS | 1 |  | 0 | 0
8 |  |  |  |  | Power & Control wiring including earthing, DB, timer etc for street light as required in complete.
8.1 |  |  | 18% |  | Street Lighting Pole of 6 meter of approved make as required in complete. | LS | 1 |  | 0 | 0
8.2 |  |  | 18% |  | 1.1kV grade 3.5Cx240 sqmm (PVC) Power Cable as required in complete. | LS | 1 |  | 0 | 0
8.3 |  |  | 18% |  | 1.1kV grade 3.5Cx70 sqmm (PVC) Power Cable as required in complete. | LS | 1 |  | 0 | 0
8.4 |  |  | 18% |  | 1.1kV grade 3.5Cx35 sqmm (PVC) Power Cable as required in complete. | LS | 1 |  | 0 | 0
8.5 |  |  | 18% |  | 1.1kV grade 2Cx16 sqmm (PVC) Power Cable as required in complete. | LS | 1 |  | 0 | 0
8.6 |  |  | 18% |  | Any other item required for completion of scope of works | LS | 1 |  | 0 | 0
9 |  |  | 18% |  | Design Engineering & Construction of Boundary Wall for Township: 1.5 Mtr. Height with RCC column & 230 thk. Brickwork, including excavation, RCC, Reinforcement Steel, plaster, painting complete including one MS Steel gate of Mtr. | RM | 200 |  | 0 | 0
TOTAL (III) | [8 empty] | 0 | 0
Grand Total of Schedule-3(I+II+III) | [8 empty] | 0
TOTAL GST Tax as confirmed by Bidder | [9 empty] | 0
Note :
Date : | 0 | [5 empty] | Printed Name : | 0
Place : | 0 | [5 empty] | Designation: | 0
Click to Sch. 4

## Schedule 4
Tender NIT No. RECTPCL/PIA/JKPTCL/SS & LILO-I | [5 empty] | Schedule - 4
Construction of 2X50 MVA, 220/33 kV Nagrota (New) substation including LILO of 220kV Kishenpur-Barn S/C line or Udhampur-Gladni S/C line on D/C Tower at Nagrota Substation including Design, Engineering, Supply & Construction of Residential Staff Quarters & associated facilities at proposed Nagrota Substation under PMDP Scheme-15
(SCHEDULE OF RATES AND PRICES: TRAINING CHARGES)
Bidder’s Name and Address : |  |  |  |  | To: REC Transmission Projects Company Limited (A wholly owned subsidiary of REC, a ‘Navratna CPSE’ Under the Ministry of Power, Govt of India) ECE House, 3rd Floor, Annexe – II, 28 A, K G MARG, NEW DELHI – 110 001 Website: www.rectpcl.in
Name : | 0
Address : | 0
TRAINING CHARGES
PRICE COMPONENT OF TRAINING TO BE IMPARTED TO OWNER'S PERSONNEL BY BIDDER'S INSTRUCTOR
All Prices are in Indian Rupees.
Sl. No. | SAC (Service Accounting Codes) | Whether SAC Code in Column '2' is confirmed. If not indicate applicable | Rate of GST applicable ( in %) | Whether Rate of Interest in Column '4' is confirmed. If not indicate applicable rate of GST | Description | Unit | Quantity | Unit Charges | Total Training Charges excluding GST | Total GST as confirmed by the bidder
1 | 2 | 3 | 4 | 5 | 6 | 7 | 8 | 9 | 10=8x9 | 11
I | 220/33KV NAGROTA SUBSTATION
1 |  |  | 18% |  | Training of employers personal as per clause 10 of section project | LS | 1 |  | 0 | 0
2 |  |  | 18% |  | Design Operation Mainetenance including procedures for fault attending for the Power Transformer, Circuit Breaker, Isolators, Instrument Transformers, Relay & Protection system at manufacturer's/suppliers work for 20 personnel of Owner for 5 days. | MND | 100 |  | 0 | 0
3 |  |  | 18% |  | FO based communication euipment at manufacturer's/suppliers work for 10 personnel of Owner for 5 days. | MND | 50 |  | 0 | 0
II | LILO of 220kV Kishenpur-Barn
1 |  |  | 18% |  | Training to staff of the Company and certification to its trained personnel for carrying out each activity of Transmission Line Project for 20 personnel of Owner for 5 days. | MND | 100 |  | 0 | 0
| Total Training Charges (I+II) | [7 empty] | 0
| Total GST as confirmed by bidder (I+II) | [8 empty] | 0
1 | All reasonable expenses for trainee including the round trip air fare up to manufacturer's plant, the food & hotel accomodation charges and local travel during their stay for training period, accommodation for the Instructor(Trainer) and Training material for the Trainees shall be included in the prices quoted by the bidder
2 | * In case the bidder leaves the cell for confirmation of the HSN code and/or GST rate “blank”, the HSN code and corresponding GST rate indicated by the Employer shall be deemed to be the one confirmed by the Bidder.
3 | For taining at site, the bidder shall considered the expenses of the instructor (Trainer) only
Date Place | 0 |  |  |  |  | Printed Name: |  | 0
| 0 |  |  |  |  | Designation : |  | 0
Click to Sch. 5

## Schedule 5
Tender NIT No. RECTPCL/PIA/JKPTCL/SS & LILO-I |  | Schedule-5
Construction of 2X50 MVA, 220/33 kV Nagrota (New) substation including LILO of 220kV Kishenpur-Barn S/C line or Udhampur-Gladni S/C line on D/C Tower at Nagrota Substation including Design, Engineering, Supply & Construction of Residential Staff Quarters & associated facilities at proposed Nagrota Substation under PMDP Scheme-15
SUMMARY OF TAXES & DUTIES APPLICABLE ON PLANT & EQUIPMENT
Bidder’s Name and Address : |  |  | To: REC Transmission Projects Company Limited (A wholly owned subsidiary of REC, a ‘Navratna CPSE’ Under the Ministry of Power, Govt of India) ECE House, 3rd Floor, Annexe – II, 28 A, K G MARG, NEW DELHI – 110 001 Website: www.rectpcl.in
Name : |  | 0
Address : |  | 0
All Prices are in Indian Rupees.
Sl. No. | Item Nos. |  | Total Price (INR)
1 | TOTAL GST ON GOODS
| Total GST for Supply of Goods (inter-alia including Type Test Charges) between the Contractor and the Employer (identified in Schedule 1') which are not included in the Ex-works price as per the provision of the Bidding Documents, as applicable. | #VALUE! | 0
2 | TOTAL GST ON SERVICES
| Total GST on Installation Services (Schedule-3) and Training to be imparted in India (Schedule-4) |  | 0
| GRAND TOTAL [1+2] | #VALUE! | 0
Date : | 0 | Printed Name: | 0
Place : | 0 | Designation : | 0
Click to Sch. 7

## Schedule 6
Tender NIT No. RECTPCL/PIA/JKPTCL/SS & LILO-I | Schedule-6
Construction of 2X50 MVA, 220/33 kV Nagrota (New) substation including LILO of 220kV Kishenpur-Barn S/C line or Udhampur-Gladni S/C line on D/C Tower at Nagrota Substation including Design, Engineering, Supply & Construction of Residential Staff Quarters & associated facilities at proposed Nagrota Substation under PMDP Scheme-15
(GRAND SUMMARY)
Bidder’s Name and Address : |  |  | To: REC Transmission Projects Company Limited (A wholly owned subsidiary of REC, a ‘Navratna CPSE’ Under the Ministry of Power, Govt of India) ECE House, 3rd Floor, Annexe – II, 28 A, K G MARG, NEW DELHI – 110 001 Website: www.rectpcl.in
Name : | 0
Address : | 0
Sl. No. | Description |  | Total Price (INR)
1 | TOTAL SCHEDULE NO. 1 |  | 0
Ex-works price of Plant and Equipment including Type Test Charges
2 | TOTAL SCHEDULE NO. 2 |  | 0
Local Transportation, In-transit Insurance, loading and unloading
3 | TOTAL SCHEDULE NO. 3 |  | 0
Installation Charges
4 | TOTAL SCHEDULE NO. 4 |  | 0
Training Charges
5 | TOTAL SCHEDULE NO. 5 |  | 0
Taxes and Duties
6 | TOTAL SCHEDULE NO. 7 |  | 0
Type Test Charges: NOT APPLICABLE [Total of this Schedule is included in Schedule - 1 above.]
| GRAND TOTAL [1+2+3+4+5] |  | 0
Date : | 0 | Printed Name : | 0
Place : | 0 | Designation : | 0

## Schedule 6 (After Discount)
Tender NIT No. RECTPCL/PIA/JKPTCL/SS & LILO-I |  |  | Schedule-6(After Discount)
Construction of 2X50 MVA, 220/33 kV Nagrota (New) substation including LILO of 220kV Kishenpur-Barn S/C line or Udhampur-Gladni S/C line on D/C Tower at Nagrota Substation including Design, Engineering, Supply & Construction of Residential Staff Quarters & associated facilities at proposed Nagrota Substation under PMDP Scheme-15
(GRAND SUMMARY: AFTER DISCOUNT)
Bidder’s Name and Address : |  |  | To: REC Transmission Projects Company Limited (A wholly owned subsidiary of REC, a ‘Navratna CPSE’ Under the Ministry of Power, Govt of India) ECE House, 3rd Floor, Annexe – II, 28 A, K G MARG, NEW DELHI – 110 001 Website: www.rectpcl.in
Name : | 0
Address : | 0
Sl. No. | Description |  | Total Price (INR)
1 | TOTAL SCHEDULE NO. 1 |  | 0
Ex-works price of Plant and Equipment including Type Test Charges
2 | TOTAL SCHEDULE NO. 2 |  | 0
Local Transportation, In-transit Insurance, loading and unloading
3 | TOTAL SCHEDULE NO. 3 |  | 0
Installation Charges
4 | TOTAL SCHEDULE NO. 4 |  | 0
Training Charges
5 | TOTAL SCHEDULE NO. 5 |  | 0
Taxes and Duties
6 | TOTAL SCHEDULE NO. 7 |  | 0
Type Test Charges: NOT APPLICABLE [Total of this Schedule is included in Schedule - 1 above.]
| GRAND TOTAL [1+2+3+4+5] |  | 0
Date : | 0 | Printed Name : | 0
Place : | 0 | Designation : | 0

## Schedule 7
Tender NIT No. RECTPCL/PIA/JKPTCL/SS & LILO-I | [5 empty] | Schedule-7
Construction of 2X50 MVA, 220/33 kV Nagrota (New) substation including LILO of 220kV Kishenpur-Barn S/C line or Udhampur-Gladni S/C line on D/C Tower at Nagrota Substation including Design, Engineering, Supply & Construction of Residential Staff Quarters & associated facilities at proposed Nagrota Substation under PMDP Scheme-15
(SCHEDULE OF RATES AND PRICES)
Bidder’s Name and Address : |  |  | To: REC Transmission Projects Company Limited (A wholly owned subsidiary of REC, a ‘Navratna CPSE’ Under the Ministry of Power, Govt of India) ECE House, 3rd Floor, Annexe – II, 28 A, K G MARG, NEW DELHI – 110 001 Website: www.rectpcl.in
Name : |  | 0
Address : |  | 0
TYPE TESTS CHARGES
All Prices are in Indian Rupees.
SI. No. | HSN Code | Rate of GST Applicable (%) | Item Description | Unit | Qty. | Unit Ex-works price(excluding GST) | Total Ex-works price(excluding GST)
1 | 2 | 3 | 4 | 5 | 6 | 7 | 8= 6x7
NOT APPLICABLE
Date: | 0 |  | Printed Name : | 0
Place : | 0 |  | Designation : | 0
Click to Discount

## Discount
Tender NIT No. RECTPCL/PIA/JKPTCL/SS & LILO-I |  |  | Letter of Discount
LETTER OF DISCOUNT
To: REC Transmission Projects Company Limited (A wholly owned subsidiary of REC, a ‘Navratna CPSE’ Under the Ministry of Power, Govt of India) ECE House, 3rd Floor, Annexe – II, 28 A, K G MARG, NEW DELHI – 110 001 Website: www.rectpcl.in
Subject: | Construction of 2X50 MVA, 220/33 kV Nagrota (New) substation including LILO of 220kV Kishenpur-Barn S/C line or Udhampur-Gladni S/C line on D/C Tower at Nagrota Substation including Design, Engineering, Supply & Construction of Residential Staff Quarters & associated facilities at proposed Nagrota Substation under PMDP Scheme-15
Dear Sir
With reference to the subject tender, we hereby offer unconditional discount on the prices quoted by us as per details given here below :
| 4 | Discount on lum-sum basis on the Schedules as given below : [The discount shall be proportionately applicable on all the relevent items of the respective Schdules.] In Percent (%)
|  | Schedule-1: Ex Works prices | In Percent %
|  | Schedule-2 : Freight & Insurance | In Percent %
|  | Schedule-3 : Erection Charges | In Percent %
|  | Schedule-4 : Training Charges | In Percent %
|  | Schedule-7 : Type Test Charges | In Percent % | Not Applicable
Please consider this letter of discount as the integral part of our price bid.
Yours faithfully,
For and on behalf of
Date : |  | 0 | Printed Name : | 0
Place : |  | 0 | Designation : | 0

## Bid Form
Bid Form 2nd Envelope
BID FORM (Second Envelope)
Bid Proposal Ref. No.
Date :
To Additional Chief Executive Officer, REC Transmission Projects Company Limited (A wholly owned subsidiary of REC, a ‘Navratna CPSE’ Under the Ministry of Power, Govt of India) ECE House, 3rd Floor, Annexe – II, 28 A, K G MARG, NEW DELHI – 110 001 Website: www.rectpcl.in
Name of Contract : |  | Construction of 2X50 MVA, 220/33 kV Nagrota (New) substation including LILO of 220kV Kishenpur-Barn S/C line or Udhampur-Gladni S/C line on D/C Tower at Nagrota Substation including Design, Engineering, Supply & Construction of Residential Staff Quarters & associated facilities at proposed Nagrota Substation under PMDP Scheme-15
Dear Ladies and/or Gentlemen,
1 | In continuation of First Envelope of our bid, we hereby submit the Second Envelope of the Bid, both of which shall be read together and in conjuction with each other, and shall be construed as an integral part of our Bid. Accordingly, we the undersigned, offier to design, manufacture, test, delier, install and commission (including carrying out Trial Operation, Performance & Guarantee Test as per provision of Technical Specification) under the above named package in full conformity with the said Bidding Documents for the sum of Rs (in the below mentioned cells) or such othersums as may be determined in accordance with the terms and conditions of the Bidding Documents. The above amounts are in accordance with the price schedules attached herewith and are made part of this bid.
| 0 | Fill the amount in words
2 | Price Schedules
2.1 | In line with the requirements of the Bidding documents, we enclose herewith the following Price Schedules, duly filled - in as per your proforma:
| Schedule 1 | Plant and Equipment (Including Mandatory Spare Parts) to be supplied.
| Schedule 2 | Local Transportation, In-transit Insurance, loading and unloading
| Schedule 3 | Installation Charges.
| Schedule 4 | Training charges for training to be imparted.
| Schedule 5 | GST not included in Schedule 1 & 3
| Schedule 6 | Grand Summary [Schedule 1 to 5]
| Schedule 7 | Break-up of Type Test Charges for Type Tests to be conducted (NOT APPLICABLE)
2.2 | We are aware that the Price Schedules do not generally give a full description of the Work to be performed under each item and we shall be deemed to have read the Technical Specifications and other sections of the Bidding Documents and Drawings to ascertain the full scope of Work included in each item while filling-in the rates and prices. We agree that the entered rates and prices shall be deemed to include for the full scope as aforesaid, including overheads and profit.
2.3 | We declare that as specified in Clause 11.5, Section –II:ITB, Vol.-I of the Bidding Documents, prices quoted by us in the Price Schedules shall be subject to Price Adjustment during the execution of Contract in accordance with Appendix-2 (Price Adjustment) to the Contract Agreement.
2.4 | We understand that in the price schedules, where there are errors between the total of the amounts given under the column for the price Breakdown and the amount given under the Total Price, the former shall prevail and the latter will be corrected accordingly. We further understand that where there are discrepancies between amounts stated in figures and amounts stated in words, the amount stated in words shall prevail. Similarly, any discrepancy in the total bid price and that of the summation of Schedule price (price indicated in a Schedule indicating the total of that schedule), the total bid price shall be corrected to reflect the actual summation of the Schedule prices.
2.5 | We declare that items left blank in the Schedules will be deemed to have been included in other items. The TOTAL for each Schedule and the TOTAL of Grand Summary shall be deemed to be the total price for executing the Facilities and sections thereof in complete accordance with the Contract, whether or not each individual item has been priced.
3 | We confirm that except as otherwise specifically provided our Bid Prices in this Second Envelope include all GST and charges as may be assessed on us/our Associate (applicable for Foreign Bidder), our Sub-Contractor/Sub-Vendor or their employees by all municipal, state or national government authorities in connection with the Facilities, in and outside of India.
3.1 | 100% of applicable GST which are payable by the Employer under the Contract, shall be reimbursed by the Employer on production of satisfactory documentary evidence by the Contractor in accordance with the provisions of the Bidding Documents.
3.2 | We further understand that notwithstanding 3.0 above, in case of award on us, you shall also bear and pay/reimburse to us, GST applicable on supplies by us to you, imposed on the Plant & Equipment including Mandatory Spare Parts to be incorporated into the Facilities including Type Test charges for Type test to be conducted specified in Schedule No. 1, Installation Services specified in Schedule No. 3 and Charges for Training to be imparted specified in Schedule No. 4 of the Price Schedule in this Second Envelope by the Indian Laws.
3.3 | We confirm that we have also registered/we shall also get registered in the GST Network with a GSTIN, in all the states where the project is located and the states from which we shall make our supply of goods.
4 | # (For Joint Venture only) We, the partners of Joint Venture submitting this bid, do agree and confirm that in case of Award of Contract on the Joint Venture, we shall be jointly and severally liable and responsible for the execution of the Contract in accordance with Contract terms and conditions.
5 | We, hereby, declare that only the persons or firms interested in this proposal as principals are named here and that no other persons or firms other than those mentioned herein have any interest in this proposal or in the Contract to be entered into, if the award is made on us, that this proposal is made without any connection with any other person, firm or party likewise submitting a proposal is in all respects for and in good faith, without collusion or fraud.
Thanking you, we remain,
Yours faithfully,
For and on behalf of
Signature :
Date : | 0 |  | Printed Name : | 0
Place : | 0 |  | Designation : | 0
In case of bid from a Joint Venture, name & designation of representative of JV partner is to be provided and Bid Form
Printed Name :
Designation :
Please provide additional information of the Bidder
Business Address :
Country of Incorporation :
State/Province to be indicated :
Name of Principal Officer :
Address of Principal Officer :
Note: Bidders may note that no prescribed proforma has been enclosed for Attachment 2 : Power of Attorney. Bidders may use their own proforma for furnishing the required information with the bid.